## Cover
Renewable Power Generation Costs in 2020
This publication should be cited as: Citation: IRENA (2021), Renewable Power Generation Costs in 2020, International Renewable Energy Agency, Abu Dhabi.
https://www.irena.org/publications/2021/Jun/Renewable-Power-Costs-in-2020
Contents
Highlights
Executive Summary
1. Latest cost trends
2. Onshore wind
3. Solar PV
4. Offshore wind
5. Concentrating solar power
6. Hydropower
7. Geothermal
8. Bioenergy
9. Renewable heat costs
This file contains data from the above mentioned report.
Note: Monetary values in this report are expressed in real 2020 USD (that is to say, taking into account inflation) unless explicitly mentioned.
Contact: | costs@irena.org

## Table H1
Table H1 Total installed cost, capacity factor and levelised cost of electricity trends by technology, 2010 and 2020
|  | Total installed costs |  |  | Capacity factor |  |  | Levelised cost of electricity
|  | (2020 USD/kW) |  |  | (%) |  |  | (2020 USD/kWh)
|  | 2010 | 2020 | Percent change | 2010 | 2020 | Percent change | 2010 | 2020 | Percent change
| Bioenergy | 2 619 | 2 543 | -3% | 72 | 70 | -2% | 0.076 | 0.076 | 0%
| Geothermal | 2 620 | 4 468 | 71% | 87 | 83 | -5% | 0.049 | 0.071 | 45%
| Hydropower | 1 269 | 1 870 | 47% | 44 | 46 | 4% | 0.038 | 0.044 | 18%
| Solar PV | 4 731 | 883 | -81% | 14 | 16 | 17% | 0.381 | 0.057 | -85%
| CSP | 9 095 | 4 581 | -50% | 30 | 42 | 40% | 0.34 | 0.108 | -68%
| Onshore wind | 1 971 | 1 355 | -31% | 27 | 36 | 31% | 0.089 | 0.039 | -56%
| Offshore wind | 4 706 | 3 185 | -32% | 38 | 40 | 6% | 0.162 | 0.084 | -48%

## Figure ES.1
Figure ES.1 Global weighted-average LCOE from newly commissioned, utility-scale solar and wind power technologies, 2019-2020
| -7% | -9% | -13% | -16%

## Figure ES.2
Figure ES.2 Global LCOEs from newly commissioned, utility-scale renewable power generation technologies, 2010-2020
2020 USD/kWh
|  | Solar photovoltaic |  |  | Biomass
|  | 2010 | 2020 |  | 2010 | 2020
| 5th percentile | 0.18962 | 0.039134 | 5th percentile | 0.039855 | 0.043602
| Weighted average | 0.38056 | 0.056669 | Weighted average | 0.076241 | 0.076227
| 95th percentile | 0.51036 | 0.16272 | 95th percentile | 0.1398 | 0.15388
|  | Onshore wind |  |  | Geothermal
|  | 2010 | 2020 |  | 2010 | 2020
| 5th percentile | 0.05901 | 0.028795 | 5th percentile | 0.036857 | 0.047605
| Weighted average | 0.089422 | 0.039292 | Weighted average | 0.049197 | 0.071092
| 95th percentile | 0.12184 | 0.068698 | 95th percentile | 0.07495 | 0.093173
|  | Offshore wind |  |  | Hydro
|  | 2010 | 2020 |  | 2010 | 2020
| 5th percentile | 0.11379 | 0.065645 | 5th percentile | 0.020158 | 0.025965
| Weighted average | 0.16162 | 0.084484 | Weighted average | 0.037538 | 0.044441
| 95th percentile | 0.26389 | 0.19064 | 95th percentile | 0.083839 | 0.13119
Concentrating solar power
|  | 2010 | 2020
| 5th percentile | 0.26469 | 0.10726
| Weighted average | 0.33982 | 0.10836
| 95th percentile | 0.38619 | 0.11076

## Figure ES.3
Figure ES.3 The global weighted-average LCOE and PPA/auction prices for solar PV, onshore wind, offshore wind and CSP, 2010-2023
LCOE and PPA/Auction pricesby project for solar PV, onshore wind, offshore wind and CSP, 2010 - 2023
2020 USD/kWh
| Technology | Solar photovoltaic
| Database | LCOE database | [10 empty] | Auction and PPA database
|  | 2010 | 2011 | 2012 | 2013 | 2014 | 2015 | 2016 | 2017 | 2018 | 2019 | 2020 | 2010 | 2011 | 2012 | 2013 | 2014 | 2015 | 2016 | 2017 | 2018 | 2019 | 2020 | 2021 | 2022
| Weighted average | 0.38056 | 0.28926 | 0.21746 | 0.16812 | 0.15429 | 0.11731 | 0.10383 | 0.083433 | 0.070431 | 0.060935 | 0.056669 | 0.17168 | 0.18802 | 0.16917 | 0.19717 | 0.15311 | 0.12058 | 0.092233 | 0.079233 | 0.063183 | 0.052255 | 0.044918 | 0.039478 | 0.039679
| Technology | Onshore wind | bar: Auction and PPA database 2010 to Auction and PPA database 2020
| Database | LCOE database | [10 empty] | Auction and PPA database 2010: Auctions and PPA database
|  | 2010 | 2011 | 2012 | 2013 | 2014 | 2015 | 2016 | 2017 | 2018 | 2019 | 2020 | 2010 | 2011 | 2012 | 2013 | 2014 | 2015 | 2016 | 2017 | 2018 | 2019 | 2020 | 2021 | 2022
| Weighted average | 0.089422 | 0.082747 | 0.081699 | 0.07879 | 0.071288 | 0.063341 | 0.059981 | 0.057126 | 0.050546 | 0.045133 | 0.039292 | 0.082813 | 0.10893 | 0.10593 | 0.0905 | 0.07861 | 0.074488 | 0.064529 | 0.057196 | 0.057816 | 0.059862 | 0.0444 | 0.043378 | 0.044457
| Technology | Offshore wind | bar: Auctions and PPA database 2010 to Auctions and PPA database 2013
| Database | LCOE database | [10 empty] | Auctions and PPA database 2010: Auctions and PPA database
|  | 2010 | 2011 | 2012 | 2013 | 2014 | 2015 | 2016 | 2017 | 2018 | 2019 | 2020 |  | 2021 | 2022 | 2023
| Weighted average | 0.16162 | 0.17089 | 0.14695 | 0.13902 | 0.16534 | 0.14223 | 0.11796 | 0.11355 | 0.11053 | 0.09297 | 0.084484 |  | 0.11245 | 0.10986 | 0.084042
| Technology | LCOE database 2010: Concentrating solar power
| Database | LCOE database 2010: LCOE database | Auctions and PPA database |  |  |  |  | Fossil fuel costs range (2020 USD/kWh)
|  | 2010 | 2011 | 2012 | 2013 | 2014 | 2015 | 2016 | 2017 | 2018 | 2019 | 2020 |  | 2021 |  |  |  | Low | 0.055
| Weighted average | 0.33982 | 0.3357 | 0.33073 | 0.24887 | 0.21738 | 0.22438 | 0.25396 | 0.21565 | 0.15189 | 0.21157 | 0.10836 |  | 0.076023 |  |  |  | High | 0.148

## Table ES1
Table ES1 Capacity of uneconomic existing coal-fired power plants and annual savings in coal-fired generation, electricity costs and CO2 emissions, 2021
|  | Coal capacity with higher operating costs than new solar and wind |  | Annual savings from replacing coal with new solar and wind | Annual CO2 emissions reductions
|  | (GW) | +USD 5/MWh renewable integration costs (GW) | (USD billion/year) | (Mt CO2/year)
| Bulgaria | 3.7 | 3.7 | 0.7 | 18
| Germany | 28 | 28 | 3.3 | 99
| India | 193 | 141 | 6.4 | 643
| United States | 188 | 149 | 5.6 | 332
| Rest of the world | 724 | 488 | 16.3 | 1 881
| World | 1 137 | 810 | 32 | 2 973
Source: IRENA analysis based on Carbon Tracker, 2018; Szabó, L., et al., 2020; IEA, 2021; Öko-Institut, 2017; Booz&Co, 2014; Energy-charts.de; DIW Berlin, Wuppertal Institut and EcoLogic, 2019; Gimon, et al., 2019; US EIA, 2021; and IRENA Renewable Cost Database

## Table ES2
Table ES2 Learning rates for solar PV, CSP, onshore and offshore wind, 2010-2020 and 2010 to 2021/3
Learning rates
|  | Total installed cost 2010-2020 | LCOE 2010-2021/23
|  | (%) | (%)
| Utility-scale solar PV | 34 | 39
| CSP | 22 | 36
| Onshore wind | 17 | 32
| Offshore | 9 | 15

## Figure 1.1
Figure 1.1 Global LCOE from newly commissioned utility-scale solar and wind power technologies, 2019-2020
| -7% | -9% | -13% | -16%

## Figure 1.2
Figure 1.2 Global LCOEs from newly commissioned, utility-scale renewable power generation technologies, 2010-2020
2020 USD/kWh
|  | Solar photovoltaic |  |  |  | Biomass
|  | 2010 | 2020 |  |  | 2010 | 2020
| 5th percentile | 0.18962 | 0.039134 |  | 5th percentile | 0.039855 | 0.043602
| Weighted average | 0.38056 | 0.056669 |  | Weighted average | 0.076241 | 0.076227
| 95th percentile | 0.51036 | 0.16272 |  | 95th percentile | 0.1398 | 0.15388
|  | Onshore wind |  |  |  | Geothermal
|  | 2010 | 2020 |  |  | 2010 | 2020
| 5th percentile | 0.05901 | 0.028795 |  | 5th percentile | 0.036857 | 0.047605
| Weighted average | 0.089422 | 0.039292 |  | Weighted average | 0.049197 | 0.071092
| 95th percentile | 0.12184 | 0.068698 |  | 95th percentile | 0.07495 | 0.093173
|  | Offshore wind |  |  |  | Hydro
|  | 2010 | 2020 |  |  | 2010 | 2020
| 5th percentile | 0.11379 | 0.065645 |  | 5th percentile | 0.020158 | 0.025965
| Weighted average | 0.16162 | 0.084484 |  | Weighted average | 0.037538 | 0.044441
| 95th percentile | 0.26389 | 0.19064 |  | 95th percentile | 0.083839 | 0.13119
|  | Concentrating solar power |  |  |  | Low | High
|  | 2010 | 2020 | Fossil fuel cost range |  | 0.055 | 0.148
| 5th percentile | 0.26469 | 0.10726
| Weighted average | 0.33982 | 0.10836
| 95th percentile | 0.38619 | 0.11076

## Figure 1.3
Figure 1.3 Annual and cumulative total new renewable power generation capacity added at a lower cost than the cheapest fossil fuel-fired option, 2010-2020
Annual
| 2010 | 2011 | 2012 | 2013 | 2014 | 2015 | 2016 | 2017 | 2018 | 2019 | 2020
Biomass | 0.27567 | 0.64673 | 0.74343 | 0.43533 | 0.32238 | 0.54418 | 0.33561 |  | 2.945 |  | 0.4084
Geothermal | 0.225 |  |  | 0.09 | 0.085 | 0.205 | 0.11 | 0.548 |  | 0.062 | 0.0315
Hydro | 26.7877 | 25.8968 | 50.4669 | 24.9519 | 26.4439 | 39.1039 | 20.9002 | 14.4262 | 26.885 | 13.4212 | 16.7453
Solar Photovoltaic | [5 empty] | 0.15223 |  | 2.1976 | 30.8184 | 40.5825 | 45.4743
Onshore wind | 0.12735 | 1.1615 | 0.3347 | 0.44092 | 4.2596 | 6.2062 | 9.3524 | 29.0924 | 35.2534 | 45.7624 | 99.1123
Cumulative (running total)
| 2010 | 2011 | 2012 | 2013 | 2014 | 2015 | 2016 | 2017 | 2018 | 2019 | 2020
Biomass | 0.27567 | 0.9224 | 1.6658 | 2.1012 | 2.4235 | 2.9677 | 3.3033 | 3.3033 | 6.2484 | 6.2484 | 6.6568
Geothermal | 0.225 | 0.225 | 0.225 | 0.315 | 0.4 | 0.605 | 0.715 | 1.263 | 1.263 | 1.325 | 1.3565
Hydro | 26.7877 | 52.6845 | 103.1514 | 128.1033 | 154.5471 | 193.651 | 214.5512 | 228.9774 | 255.8624 | 269.2836 | 286.0289
Solar Photovoltaic |  | 0 | 0 | 0 | 0 | 0.15223 | 0.15223 | 2.3499 | 33.1682 | 73.7507 | 119.225
Onshore wind | 0.12735 | 1.2889 | 1.6236 | 2.0645 | 6.3241 | 12.5303 | 21.8827 | 50.9751 | 86.2285 | 131.9909 | 231.1032

## Figure 1.4
Figure 1.4 Global weighted-average total installed costs by technology, 2010-2020
Total installed cost (2020 USD/kW)
|  | 2010 | 2011 | 2012 | 2013 | 2014 | 2015 | 2016 | 2017 | 2018 | 2019 | 2020
| Biomass | 2 619 | 1 318 | 1 513 | 3 064 | 3 018 | 2 623 | 2 201 | 2 932 | 1 714 | 2 173 | 2 543
| Geothermal | 2 620 |  | 5 317 | 3 827 | 3 613 | 3 538 | 3 716 | 3 875 | 4 221 | 3 968 | 4 468
| Hydro | 1 269 | 1 251 | 1 338 | 1 513 | 1 732 | 1 541 | 1 828 | 1 853 | 1 462 | 1 733 | 1 870
| Solar Photovoltaic | 4 731 | 4 007 | 3 021 | 2 647 | 2 393 | 1 823 | 1 657 | 1 432 | 1 223 | 1 009 | 883
| Offshore wind | 4 706 | 5 390 | 4 770 | 5 041 | 5 308 | 5 323 | 4 191 | 4 735 | 4 631 | 3 723 | 3185
| Onshore wind | 1971 | 1 939 | 1 995 | 1 851 | 1 797 | 1 659 | 1 652 | 1 647 | 1 566 | 1 491 | 1 349
| Concentrating solar power | 9 095 | 10 715 | 8 281 | 6 496 | 5 576 | 7 449 | 7 830 | 7 412 | 5 316 | 6 660 | 4 581

## Figure 1.5
Figure 1.5 Global weighted-average utility-scale capacity factor by technology, 2010-2020
Capacity factor
| Weighted-average capacity factor | 2010 | 2011 | 2012 | 2013 | 2014 | 2015 | 2016 | 2017 | 2018 | 2019 | 2020
| Biomass | 71.74% | 68.11% | 64.48% | 74.29% | 74.69% | 75.46% | 67.17% | 85.75% | 76.38% | 69.97% | 70.28%
| Geothermal | 86.97% |  | 83.32% | 82.41% | 84.13% | 88.96% | 84.86% | 80.98% | 85.38% | 79.42% | 82.58%
| Hydro | 43.92% | 44.14% | 45.78% | 50.01% | 49.18% | 50.63% | 50.38% | 46.97% | 45.5% | 48.38% | 45.54%
| Solar Photovoltaic | 13.79% | 15.2% | 15.11% | 16.44% | 16.55% | 16.51% | 16.71% | 17.55% | 17.9% | 17.51% | 16.08%
| Offshore wind | 37.92% | 38.14% | 39.87% | 45.05% | 35.06% | 41.87% | 39.71% | 44.73% | 43.14% | 42.31% | 40.05%
| Onshore wind | 27.12% | 27.57% | 28.46% | 26.93% | 28.8% | 29.09% | 30.57% | 32.34% | 33.98% | 35.56% | 35.53%
| Concentrating solar power | 29.98% | 35.46% | 27.36% | 30.99% | 28.54% | 40.41% | 36.18% | 38.59% | 45.1% | 36.88% | 41.93%
2020 Capacity factor
[14 empty] | Biomass | Geothermal | Hydro | Solar Photovoltaic | Concentrating solar power | Offshore wind | Onshore wind
[13 empty] | 5th percentile | 51.14% | 76.05% | 29.06% | 9.9% | 40.25% | 33.32% | 26.91%
[13 empty] | Weighted average | 70.28% | 82.58% | 45.54% | 16.08% | 41.93% | 40.05% | 35.55%
[13 empty] | 95th percentile | 87.65% | 91.21% | 74.58% | 20.82% | 45.59% | 46.82% | 52%

## Figure 1.6
Figure 1.6 Global weighted-average utility-scale LCOE by technology, 2010-2020
LCOE (2020 USD/kWh)
| Weighted-average LCOE | 2010 | 2011 | 2012 | 2013 | 2014 | 2015 | 2016 | 2017 | 2018 | 2019 | 2020 |  | Low | High
| Biomass | 0.076241 | 0.055827 | 0.061336 | 0.081978 | 0.08279 | 0.073641 | 0.072532 | 0.073038 | 0.057048 | 0.066273 | 0.076227 | Fossil fuel cost | 0.055 | 0.148
| Geothermal | 0.049197 |  | 0.085369 | 0.064727 | 0.066589 | 0.060659 | 0.07061 | 0.074811 | 0.072234 | 0.07401 | 0.071092
| Hydro | 0.037538 | 0.03533 | 0.036751 | 0.041091 | 0.041414 | 0.035896 | 0.047946 | 0.048957 | 0.038765 | 0.040266 | 0.044441
| Solar Photovoltaic | 0.38056 | 0.28926 | 0.21746 | 0.16812 | 0.15429 | 0.11731 | 0.10383 | 0.083433 | 0.070431 | 0.060944 | 0.056669
| Offshore wind | 0.16162 | 0.17089 | 0.14695 | 0.13902 | 0.16534 | 0.14223 | 0.11796 | 0.11355 | 0.11053 | 0.09297 | 0.083779
| Onshore wind | 0.089422 | 0.082747 | 0.081699 | 0.07879 | 0.071288 | 0.063341 | 0.059981 | 0.057126 | 0.050546 | 0.045133 | 0.039292
| Concentrating solar power | 0.33982 | 0.3357 | 0.33073 | 0.24887 | 0.21738 | 0.22438 | 0.25396 | 0.21565 | 0.15189 | 0.21157 | 0.10836

## Figures 1.7
Figure 1.7 The project and global weighted-average LCOE and PPA/auction prices for solar PV, onshore wind, offshore wind and CSP, 2010-2023
LCOE and PPA/Auction pricesby project for solar PV, onshore wind, offshore wind and CSP, 2010 - 2023
2020 USD/kWh
| Technology | Solar photovoltaic
| Database | LCOE database | [10 empty] | Auction and PPA database
|  | 2010 | 2011 | 2012 | 2013 | 2014 | 2015 | 2016 | 2017 | 2018 | 2019 | 2020 | 2010 | 2011 | 2012 | 2013 | 2014 | 2015 | 2016 | 2017 | 2018 | 2019 | 2020 | 2021 | 2022
| 5th percentile | 0.18962 | 0.16102 | 0.13013 | 0.11489 | 0.092192 | 0.072606 | 0.0689 | 0.050917 | 0.04629 | 0.045746 | 0.039134 | 0.15019 | 0.16751 | 0.1454 | 0.13111 | 0.075338 | 0.076602 | 0.067939 | 0.0668 | 0.047662 | 0.042015 | 0.033181 | 0.03064 | 0.026981
| Weighted average | 0.38056 | 0.28926 | 0.21746 | 0.16812 | 0.15429 | 0.11731 | 0.10383 | 0.083433 | 0.070431 | 0.060935 | 0.056669 | 0.17168 | 0.18802 | 0.16917 | 0.19717 | 0.15311 | 0.12058 | 0.092233 | 0.079233 | 0.063183 | 0.052255 | 0.044918 | 0.039478 | 0.039679
| 95th percentile | 0.51036 | 0.48726 | 0.40689 | 0.35698 | 0.34548 | 0.26823 | 0.24294 | 0.20445 | 0.1873 | 0.16238 | 0.16272 | 0.17837 | 0.28911 | 0.26187 | 0.4399 | 0.29494 | 0.18329 | 0.18749 | 0.11386 | 0.095893 | 0.10033 | 0.071958 | 0.11645 | 0.097817
| Technology | Onshore wind
| Database | LCOE database | [10 empty] | Auction and PPA database 2010: Auctions and PPA database
|  | 2010 | 2011 | 2012 | 2013 | 2014 | 2015 | 2016 | 2017 | 2018 | 2019 | 2020 | 2010 | 2011 | 2012 | 2013 | 2014 | 2015 | 2016 | 2017 | 2018 | 2019 | 2020 | 2021 | 2022
| 5th percentile | 0.05901 | 0.057116 | 0.057068 | 0.054927 | 0.054158 | 0.044562 | 0.042177 | 0.040762 | 0.036004 | 0.033141 | 0.028795 | 0.055022 | 0.072384 | 0.075033 | 0.0692 | 0.051919 | 0.044429 | 0.047343 | 0.047395 | 0.036183 | 0.03064 | 0.032138 | 0.027245 | 0.036895
| Weighted average | 0.089422 | 0.082747 | 0.081699 | 0.07879 | 0.071288 | 0.063341 | 0.059981 | 0.057126 | 0.050546 | 0.045133 | 0.039292 | 0.082813 | 0.10893 | 0.10593 | 0.0905 | 0.07861 | 0.074488 | 0.064529 | 0.057196 | 0.057816 | 0.059862 | 0.0444 | 0.043378 | 0.044457
| 95th percentile | 0.12184 | 0.12458 | 0.10863 | 0.11691 | 0.11527 | 0.11614 | 0.1011 | 0.10207 | 0.087662 | 0.091222 | 0.068698 | 0.10634 | 0.14192 | 0.15981 | 0.14146 | 0.14789 | 0.14504 | 0.1281 | 0.16492 | 0.11017 | 0.085566 | 0.10033 | 0.068767 | 0.064091
| Technology | Offshore wind
| Database | LCOE database | [10 empty] | Auctions and PPA database 2010: Auctions and PPA database
|  | 2010 | 2011 | 2012 | 2013 | 2014 | 2015 | 2016 | 2017 | 2018 | 2019 | 2020 |  | 2021 | 2022 | 2023
| 5th percentile | 0.11379 | 0.11162 | 0.10787 | 0.092416 | 0.12468 | 0.10486 | 0.099001 | 0.096239 | 0.078449 | 0.077108 | 0.065645 |  | 0.054725 | 0.06072 | 0.056171
| Weighted average | 0.16162 | 0.17089 | 0.14695 | 0.13902 | 0.16534 | 0.14223 | 0.11796 | 0.11355 | 0.11053 | 0.09297 | 0.084484 |  | 0.11245 | 0.10986 | 0.084042
| 95th percentile | 0.26389 | 0.21781 | 0.20075 | 0.20692 | 0.19311 | 0.1993 | 0.34991 | 0.1557 | 0.17774 | 0.12646 | 0.19064 |  | 0.28539 | 0.18145 | 0.16039
| Technology | LCOE database 2010: Concentrating solar power
| Database | LCOE database 2010: LCOE database | Auctions and PPA database |  |  |  |  | Fossil fuel costs range (2020 USD/kWh)
|  | 2010 | 2011 | 2012 | 2013 | 2014 | 2015 | 2016 | 2017 | 2018 | 2019 | 2020 |  | 2021 |  |  |  | Low | 0.055
| 5th percentile | 0.26469 | 0.24166 | 0.22613 | 0.17821 | 0.13348 | 0.16624 | 0.18884 | 0.13997 | 0.082038 | 0.10864 | 0.10726 |  | 0.068042 |  |  |  | High | 0.148
| Weighted average | 0.33982 | 0.3357 | 0.33073 | 0.24887 | 0.21738 | 0.22438 | 0.25396 | 0.21565 | 0.15189 | 0.21157 | 0.10836 |  | 0.076023
| 95th percentile | 0.38619 | 0.45983 | 0.43612 | 0.33103 | 0.26008 | 0.29299 | 0.29839 | 0.25042 | 0.22647 | 0.34575 | 0.11076 |  | 0.077335

## Figure 1.8
Figure 1.8 The global weighted-average total installed cost learning curve trends for solar PV, CSP, onshore and offshore wind, 2010-2020
|  | Cumulative Deployment (MW) |  |  |  | TIC (2020 USD/kWh)
| Year | Concentrating solar power | Offshore wind | Onshore wind | Solar photovoltaic | Concentrating solar power | Offshore wind | Onshore wind | Solar photovoltaic
| 2010 | 1265.82 | 3055.8 | 177793.869 | 40276.674 | 9 095 | 4 706 | 1971 | 4 731
| 2011 | 1704.52 | 3776.06 | 216243.81 | 72029.693 | 10 715 | 5 390 | 1 939 | 4 007
| 2012 | 2566.52 | 5334.4 | 261574.62 | 101511.21 | 8 281 | 4 770 | 1 995 | 3 021
| 2013 | 3841.933 | 7171.2 | 292748.835 | 135740.149 | 6 496 | 5 041 | 1 851 | 2 647
| 2014 | 4498.933 | 8492.07 | 340808.134 | 171518.919 | 5 576 | 5 308 | 1 797 | 2 393
| 2015 | 4750.043 | 11717.47 | 404558.492 | 217242.545 | 7 449 | 5 323 | 1 659 | 1 823
| 2016 | 4860.043 | 14341.85 | 452522 | 291295 | 7 830 | 4 191 | 1 652 | 1 657
| 2017 | 4959.113 | 18836.75 | 495537 | 384452 | 7 412 | 4 735 | 1 647 | 1 432
| 2018 | 5823 | 23626 | 540204 | 482916 | 5 316 | 4 631 | 1 566 | 1 223
| 2019 | 6374 | 28355 | 593894 | 580760 | 6 660 | 3 723 | 1 491 | 1 009
| 2020 | 6475 | 34367 | 698909 | 707495 | 4 581 | 3185 | 1 349 | 883

## Figure 1.9
Figure 1.9 The global weighted-average LCOE learning curve trends for solar PV, CSP, onshore and offshore wind, 2010-2021/23
|  | Cumulative Deployment (MW) |  |  |  | LCOE (2020 USD/kWh)
| Year | Concentrating solar power | Offshore wind | Onshore wind | Solar photovoltaic | Concentrating solar power | Offshore wind | Onshore wind | Solar photovoltaic |  | Low | High
| 2010 | 1265.82 | 3055.8 | 177793.869 | 40276.674 | 0.33982 | 0.16162 | 0.089 | 0.381 | Fossil fuel cost | 0.055 | 0.148
| 2011 | 1704.52 | 3776.06 | 216243.81 | 72029.693 | 0.3357 | 0.17089 | 0.083 | 0.289
| 2012 | 2566.52 | 5334.4 | 261574.62 | 101511.21 | 0.33073 | 0.14695 | 0.082 | 0.217
| 2013 | 3841.933 | 7171.2 | 292748.835 | 135740.149 | 0.24887 | 0.139 | 0.079 | 0.168
| 2014 | 4498.933 | 8492.07 | 340808.134 | 171518.919 | 0.21738 | 0.16534 | 0.071 | 0.154
| 2015 | 4750.043 | 11717.47 | 404558.492 | 217242.545 | 0.22438 | 0.14223 | 0.063 | 0.117
| 2016 | 4860.043 | 14341.85 | 452522 | 291295 | 0.25396 | 0.11796 | 0.06 | 0.104
| 2017 | 4959.113 | 18836.75 | 495537 | 384452 | 0.21565 | 0.11355 | 0.057 | 0.083
| 2018 | 5823 | 23626 | 540204 | 482916 | 0.15189 | 0.11053 | 0.051 | 0.07
| 2019 | 6374 | 28355 | 593894 | 580760 | 0.21157 | 0.09297 | 0.045 | 0.061
| 2020 | 6475 | 34367 | 698909 | 707495 | 0.10836 | 0.084484 | 0.04 | 0.057
| 2021 | 7475 | 43077.65 | 772614.557 | 891495 | 0.076023 | 0.11245 | 0.0434 | 0.0394
| 2022 |  | 51245.5 | 832921.083 | 1083495 |  | 0.10986 | 0.0444 | 0.0397
| 2023 |  | 58673.45 |  |  |  | 0.084

## Figure 1.10
Figure 1.10 Operating costs only of existing coal-fired power plants in Bulgaria, Germany, India and the United States by installed capacity and capacity factor in 2020
Note: Data available only by request.

## Table 1.1
Table 1.1 Capacity of uneconomic existing coal-fired power plants and annual savings in coal-fired generation, electricity costs and CO2 emissions, 2021
| Coal capacity with higher operating costs than new solar and wind | Capacity with higher costs than renewables + USD 5/MWh integration costs | Annual savings from replacing uncompetitive coal with new solar and wind | Reduction in coal generation | Annual CO2 emissions reductions
| (GW) | (GW) | (USD billion/year) | (TWh) | (Mt CO2/year)
Bulgaria | 3.7 | 3.7 | 0.7 | 18 | 18
Germany | 28 | 28 | 3.3 | 97 | 99
India | 193 | 141 | 6.4 | 676 | 643
United States | 188 | 149 | 5.6 | 338 | 332
Rest of the world | 724 | 488 | 16.3 | 2 222 | 1 881
World | 1 137 | 810 | 32 | 3 351 | 2 973
Source: IRENA analysis based on Carbon Tracker, 2018; Szabó, L., et al., 2020; IEA, 2021; Öko-Institut, 2017; Booz&Co, 2014; Energy-charts.de; DIW Berlin, Wuppertal Institut and EcoLogic, 2019; Gimon, et al., 2019; US EIA, 2021; and IRENA Renewable Cost Database Note: Annual cost savings, reduction in coal generation and avoided CO2 emissions are for retiring the amount of coal that is uneconomic including the allowance for USD 5/MWh for integration costs.

## Figure B1.1
Figure B1.1 Benchmark real WACC estimates for utility-scale solar PV projects in the G20, 2021

## Figure 1.11
Figure 1.11 Scenarios for LCOH2 from utility-scale solar PV and onshore wind under different input assumptions in Saudi Arabia
| Scenario (Electrolyser) | Grid/ No Grid | Wind size | PV system size
| $750/kW electrolyser | Grid | 1.182 | 3.9457
| $750/kW electrolyser | No grid | 1.1187 | 1.2664
| $550/kW eletrolyser | Grid | 0.33536 | 5.17
| $550/kW eletrolyser | No grid | 1.0683 | 1.2319
| $350/kW electrolyser | Grid | 0.0001 | 4.74
| $350/kW electrolyser | No grid | 0.10362 | 1.4246
| Scenario (Electrolyser) | Scenario (group) | Curtailment/export | Electrolyser full load hours
| $750/kW electrolyser | Grid | -51.63% | 7017.206
| $750/kW electrolyser | No grid | 12.34% | 6562.8574
| $550/kW eletrolyser | Grid | -65.19% | 4999.4257
| $550/kW eletrolyser | No grid | 11.02% | 6412.449
| $350/kW electrolyser | Grid | -65.63% | 4121.5289
| $350/kW electrolyser | No grid | 5.385% | 3785.0726
| Scenario (Electrolyser) | Scenario (group) | Levelised cost of hydrogen (2020 USD/kg)
| $750/kW electrolyser | Grid | 1.6223
| $750/kW electrolyser | No grid | 1.7374
| $550/kW eletrolyser | Grid | 1.4568
| $550/kW eletrolyser | No grid | 1.5201
| $350/kW electrolyser | Grid | 1.1555
| $350/kW electrolyser | No grid | 1.2571

## Figure 1.14
Figure 1.14 Offshore wind project LCOE compared to adjusted Auction/PPA pricing, 2010-2025
| USD 2019/kWh |  | * Includes grid connection costs
| Lifetime adjusted PPA* | Capacity (MW) | LCOE* | Year
| 0.266 | 300 | 0.172 | 2010
| 0.091 | 207 | 0.126 | 2010
| 0.22 | 180 | 0.151 | 2010
| 0.22 | 172.8 | 0.158 | 2010
| 0.114 | 165 | 0.207 | 2010
| 0.097 | 2.3 | 0.164 | 2010
| 0.235 | 183.6 | 0.181 | 2011
| 0.242 | 504 | 0.132 | 2012
| 0.242 | 316.8 | 0.188 | 2012
| 0.242 | 183.6 | 0.178 | 2012
| 0.242 | 150 | 0.189 | 2012
| 0.24 | 630 | 0.127 | 2013
| 0.267 | 400 | 0.365 | 2013
| 0.124 | 295.2 | 0.162 | 2013
| 0.24 | 270 | 0.167 | 2013
| 0.198 | 388.8 | 0.218 | 2014
| 0.215 | 288 | 0.234 | 2014
| 0.181 | 576 | 0.189 | 2015
| 0.217 | 400 | 0.221 | 2015
| 0.21 | 301.6 | 0.169 | 2015
| 0.218 | 295.2 | 0.22 | 2015
| 0.209 | 288 | 0.207 | 2015
| 0.207 | 288 | 0.185 | 2015
| 0.204 | 288 | 0.176 | 2015
| 0.18 | 219 | 0.168 | 2015
| 0.184 | 210 | 0.197 | 2015
| 0.243 | 200 | 0.318 | 2015
| 0.163 | 129 | 0.154 | 2015
| 0.18 | 49.5 | 0.161 | 2015
| 0.219 | 582 | 0.224 | 2016
| 0.143 | 600 | 0.169 | 2017
| 0.216 | 402 | 0.178 | 2017
| 0.211 | 402 | 0.131 | 2017
| 0.222 | 350 | 0.19 | 2017
| 0.215 | 332.1 | 0.161 | 2017
| 0.216 | 288 | 0.169 | 2017
| 0.211 | 256 | 0.146 | 2017
| 0.117 | 165 | 0.133 | 2017
| 0.088 | 42 | 0.106 | 2017
| 0.182 | 573.3 | 0.166 | 2018
| 0.182 | 400.2 | 0.122 | 2018
| 0.182 | 396 | 0.154 | 2018
| 0.182 | 352.8 | 0.14 | 2018
| 0.211 | 330 | 0.13 | 2018
| 0.211 | 330 | 0.13 | 2018
| 0.142 | 308.7 | 0.14 | 2018
| 0.199 | 252 | 0.141 | 2018
| 0.233 | 497 | 0.149 | 2019
| 0.237 | 464.8 | 0.152 | 2019
| 0.134 | 406.7 | 0.099 | 2019
| 0.232 | 387 | 0.142 | 2019
| 0.157 | 369.6 | 0.127 | 2019
| 0.199 | 336 | 0.141 | 2019
| 0.247 | 252.2 | 0.193 | 2019
| 0.245 | 202.56 | 0.179 | 2019
| 0.235 | 112 | 0.156 | 2019
| 0.247 | 16.8 | 0.193 | 2019
| 0.067 | 12 | 0.138 | 2019
| 0.125 | 752 | 0.111 | 2020
| 0.104 | 350 | 0.084 | 2020
| 0.12 | 252 | 0.118 | 2020
| 0.122 | 247 | 0.158 | 2020
| 0.12 | 235.2 | 0.118 | 2020
| 0.121 | 218.5 | 0.124 | 2020
| 0.115 | 731.5 | 0.111 | 2021
| 0.096 | 604.8 | 0.084 | 2021
| 0.157 | 498 | 0.16 | 2021
| 0.157 | 450 | 0.13 | 2021
| 0.097 | 382.7 | 0.087 | 2021
| 0.098 | 949 | 0.103 | 2022
| 0.119 | 855 | 0.094 | 2022
| 0.124 | 700 | 0.107 | 2022
| 0.163 | 325 | 0.153 | 2022
| 0.134 | 10 | 0.122 | 2022
| 0.068 | 1200 | 0.089 | 2023
| 0.068 | 1200 | 0.138 | 2023
| 0.122 | 750 | 0.097 | 2023
| 0.157 | 496 | 0.168 | 2023
| 0.157 | 496 | 0.152 | 2023
| 0.157 | 496 | 0.146 | 2023
| 0.157 | 480 | 0.142 | 2023
| 0.125 | 476 | 0.122 | 2023
| 0.168 | 450 | 0.131 | 2023
| 0.097 | 400 | 0.145 | 2023
| 0.094 | 200 | 0.145 | 2023
| 0.07 | 1200 | 0.138 | 2024
| 0.07 | 1200 | 0.138 | 2024
| 0.111 | 880 | 0.129 | 2024
| 0.109 | 816 | 0.1 | 2024
| 0.142 | 400 | 0.137 | 2024
| 0.148 | 240 | 0.158 | 2024
| 0.153 | 240 | 0.172 | 2024
| 0.137 | 110 | 0.173 | 2024
| 0.155 | 900 | 0.173 | 2025
| 0.059 | 804 | 0.129 | 2025
| 0.057 | 600 | 0.136 | 2025

## Figure 2.1
Figure 2.1 Global weighted-average total installed costs, capacity factors and LCOE for onshore wind, 2010-2020
Onshore wind 2010-2020
Total installed cost (2020 USD/kW)
|  | 2010 | 2011 | 2012 | 2013 | 2014 | 2015 | 2016 | 2017 | 2018 | 2019 | 2020
| 5th percentile | 1232.5306 | 1234.8994 | 1264.1463 | 1214.2018 | 1163.179 | 1202.4515 | 1189.8233 | 1172.9887 | 1170.8506 | 1121.3085 | 1050.3208
| Weighted average | 1971 | 1938.74 | 1994.68 | 1851.32 | 1796.69 | 1659.33 | 1652.49 | 1646.89 | 1565.76 | 1491.01 | 1354.61
| 95th percentile | 2782.9558 | 2821.275 | 2940.5574 | 3076.2796 | 3013.054 | 2951.8733 | 2619.0008 | 2664.8549 | 2411.9839 | 2478.5196 | 2288.5752
Capacity factor (%)
|  | 2010 | 2011 | 2012 | 2013 | 2014 | 2015 | 2016 | 2017 | 2018 | 2019 | 2020
| 5th percentile | 20.36% | 20% | 19.9% | 20.27% | 19.99% | 20.83% | 21.62% | 23.25% | 25.47% | 25% | 26.38%
| Weighted average | 27% | 28% | 28% | 27% | 29% | 29% | 31% | 32% | 34% | 36% | 36%
| 95th percentile | 36.64% | 37.99% | 44.16% | 47.88% | 51.06% | 49.21% | 52.12% | 52% | 53.7% | 51.41% | 52%
LCOE (2020 USD/kWh)
|  | 2010 | 2011 | 2012 | 2013 | 2014 | 2015 | 2016 | 2017 | 2018 | 2019 | 2020
| 5th percentile | 0.059192 | 0.058338 | 0.057137 | 0.055197 | 0.055091 | 0.045176 | 0.043344 | 0.040939 | 0.036257 | 0.033141 | 0.028795
| Weighted average | 0.089472 | 0.083463 | 0.08174 | 0.078675 | 0.071421 | 0.063345 | 0.060052 | 0.057148 | 0.050575 | 0.045133 | 0.039437
| 95th percentile | 0.12187 | 0.12461 | 0.10866 | 0.11285 | 0.1153 | 0.11626 | 0.10115 | 0.1021 | 0.0877 | 0.091222 | 0.069846

## Figure 2.2
Figure 2.2 Weighted-average rotor diameter and name plate capacity evolution, 2010-2020
Wind turbine characteristics
|  | Year | Nameplate Capacity (MW) | Rotor Diameter (m)
| Brazil | 2010 | 1.8 | 80
|  | 2020 | 2.4 | 110.9
| Canada | 2010 | 2.1 | 64.6
|  | 2020 | 4.1274 | 134.3098
| China | 2010 | 1.5 | 75
|  | 2020 | 2.2356 | 122.1538
| France | 2010 | 2.1 | 80
|  | 2020 | 2.5662 | 108.0536
| Germany | 2010 | 2 | 79.9
|  | 2020 | 3.3263 | 123.4735
| India | 2010 | 1.3 | 77
|  | 2020 | 2.2193 | 122.9931
| Japan | 2010 | 2 | 80
|  | 2020 | 3.1098 | 103.3839
| Sweden | 2010 | 1.84 | 86.5
|  | 2020 | 3.9209 | 134.9018
| Turkey | 2010 | 2.4 | 92
|  | 2020 | 3.8292 | 129.1212
| United Kingdom | 2010 | 2.1 | 85.9
|  | 2020 | 3.0988 | 112.5559
| United States | 2010 | 1.8 | 84.2
|  | 2020 | 2.8358 | 122.6105

## Figure 2.3
Figure 2.3 Wind turbine price indices and price trends, 1997–2021
| Wind turbine price (2020 USD/kW) |  |  | c denotes confidential data
| Date | United States <5 MW | United States 5-100 MW | United States >100 MW | Chinese turbine prices | Vestas Average Selling Price
| 1997-02-01 | 1889.4405 |  |  |  |  | Index | Period | % Decrease
| 1997-12-01 | 1471.739 |  |  |  |  | United States <5 MW | 2007-2011 | 17%
| 1998-01-01 | 1441.106 |  |  |  |  | United States 5-100 MW | 2010-2015 | 44%
| 1998-05-01 |  | 1216.5411 |  | 2519.7034 |  | United States >100 MW | 2008-2016 | 56%
| 1998-05-01 |  | 1216.5411 |  | 2519.7034 |  | BNEF WTPI | 2009-2020 | 59%
| 1998-08-01 |  | 1138.9842 |  | 2519.7034 |  | BNEF WTPI <100 m Ø | 2009-2019 | 53%
| 1998-08-01 |  | 1138.9842 |  | 2519.7034 |  | BNEF WTPI >100 m Ø | 2010-2020 | 59%
| 1998-11-01 |  | 1413.1163 |  | 2519.7034 |  | Chinese turbine prices | 1998-2020 | 78%
| 1998-11-01 |  | 1413.1163 |  | 2519.7034 |  | Vestas Average Selling Price | 2008-2021 | 49%
| 2000-07-01 |  |  | 697.413 | 1622.0052
| 2000-12-01 |  |  | 969.3276 | 1622.0052
| 2001-03-01 |  | 1124.8382 |  | 1418.2799
| 2001-04-01 |  |  | 719.2566 | 1418.2799
| 2002-02-01 |  | 939.2577 |  | 1251.7073
| 2002-04-01 |  |  | 712.5479 | 1251.7073
| 2002-05-01 |  | 852.3298 |  | 1251.7073
| 2002-06-01 |  |  | 955.7676 | 1251.7073
| 2002-08-01 |  | 853.3076 |  | 1251.7073
| 2002-12-01 |  |  | 967.2536 | 1251.7073
| 2003-05-01 |  | 1162.9391 |  | 1280.1506
| 2003-06-01 |  |  | 1122.6606 | 1280.1506
| 2003-07-01 |  | 1197.2278 |  | 1280.1506
| 2004-12-01 |  |  | 1150.8607 | 1291.0615
| 2004-08-01 |  | 1204.6189 |  | 1291.0615
| 2005-03-01 |  | 1316.596 |  | 1196.4189 | 1396.0625
| 2005-05-01 |  | 1528.6303 |  | 1196.4189 | 1396.0625
| 2005-11-01 |  |  | 1503.0678 | 1196.4189 | 1396.0625
| 2006-01-01 |  |  | 1537.9692 | 1113.9172 | 1400.9525
| 2006-05-01 |  |  | 1521.7109 | 1113.9172 | 1400.9525
| 2006-06-01 |  |  | 1388.9011 | 1113.9172 | 1400.9525
| 2006-07-01 |  |  | 1434.3554 | 1113.9172 | 1400.9525
| 2006-07-01 |  |  | 1434.3554 | 1113.9172 | 1400.9525
| 2006-09-01 |  |  | 1327.8651 | 1113.9172 | 1400.9525
| 2006-09-01 |  |  | 1327.8651 | 1113.9172 | 1400.9525
| 2007-03-01 |  |  | 1504.1044 | 1143.8114 | 1655.6248
| 2007-03-01 |  |  | 1504.1044 | 1143.8114 | 1655.6248
| 2007-03-01 |  |  | 1504.1044 | 1143.8114 | 1655.6248
| 2007-04-01 |  | 1373.7497 |  | 1143.8114 | 1655.6248
| 2007-05-01 |  |  | 1194.792 | 1143.8114 | 1655.6248
| 2007-06-01 |  |  | 1639.4275 | 1143.8114 | 1655.6248
| 2007-06-01 |  |  | 1639.4275 | 1143.8114 | 1655.6248
| 2007-06-01 |  |  | 1639.4275 | 1143.8114 | 1655.6248
| 2007-06-01 |  |  | 1639.4275 | 1143.8114 | 1655.6248
| 2007-07-01 | 1779 |  |  | 1143.8114 | 1655.6248
| 2007-08-01 | 2287 |  |  | 1143.8114 | 1655.6248
| 2007-09-01 |  |  | 1617.7647 | 1143.8114 | 1655.6248
| 2007-09-01 |  |  | 1617.7647 | 1143.8114 | 1655.6248
| 2007-10-01 |  |  | 1713.3298 | 1143.8114 | 1655.6248
| 2007-10-01 |  |  | 1713.3298 | 1143.8114 | 1655.6248
| 2007-11-01 |  |  | 1795.9023 | 1143.8114 | 1655.6248
| 2007-12-01 |  |  | 1590.3993 | 1143.8114 | 1655.6248
| 2008-01-01 |  | 2010.3006 |  | 1099.8031 | 1892.4766
| 2008-01-01 |  | 2010.3006 |  | 1099.8031 | 1892.4766
| 2008-02-01 |  |  | 1706.2405 | 1099.8031 | 1892.4766
| 2008-03-01 |  |  | 1620.7432 | 1099.8031 | 1892.4766
| 2008-04-01 |  |  | 2141.7445 | 1099.8031 | 1892.4766
| 2008-04-01 |  |  | 2141.7445 | 1099.8031 | 1892.4766
| 2008-06-01 |  |  | 1978.8801 | 1099.8031 | 1892.4766
| 2008-08-01 | 1823 |  |  | 1099.8031 | 1892.4766
| 2008-10-01 |  | 1763.2903 |  | 1099.8031 | 1892.4766
| 2008-11-01 |  | 1790.7373 |  | 1099.8031 | 1892.4766
| 2008-11-01 |  | 1790.7373 |  | 1099.8031 | 1892.4766
| 2008-12-01 | 1998 |  |  | 1099.8031 | 1892.4766
| 2009-02-01 | 1420 |  |  | 1047.1101 | 1741.1607
| 2009-03-01 |  | 1669.7167 |  | 1047.1101 | 1741.1607
| 2009-04-09 |  | 1285.7626 |  | 1047.1101 | 1741.1607
| 2009-05-01 | 1540 |  |  | 1047.1101 | 1741.1607
| 2009-06-01 |  | 1715.4342 |  | 1047.1101 | 1741.1607
| 2009-07-01 | 1866 |  |  | 1047.1101 | 1741.1607
| 2009-07-01 | 1866 |  |  | 1047.1101 | 1741.1607
| 2009-08-01 |  |  | 1601.3057 | 1047.1101 | 1741.1607
| 2009-09-01 | 1934 |  |  | 1047.1101 | 1741.1607
| 2009-10-01 |  |  | 1860.491 | 1047.1101 | 1741.1607
| 2009-12-01 |  |  | 1912.7632 | 1047.1101 | 1741.1607
| 2010-01-01 |  | 2330.954 |  | 767.5963 | 1558.2526
| 2010-01-01 |  | 2330.954 |  | 767.5963 | 1558.2526
| 2010-03-01 |  | 1787.1857 |  | 767.5963 | 1558.2526
| 2010-06-01 |  | 1409.6234 |  | 767.5963 | 1558.2526
| 2010-07-01 | 1753 |  |  | 767.5963 | 1558.2526
| 2010-07-01 | 1753 |  |  | 767.5963 | 1558.2526
| 2010-07-01 | 1753 |  |  | 767.5963 | 1558.2526
| 2010-08-01 |  |  | 1585.3857 | 767.5963 | 1558.2526
| 2010-10-01 |  | 1457.0814 |  | 767.5963 | 1558.2526
| 2010-10-01 |  | 1457.0814 |  | 767.5963 | 1558.2526
| 2011-02-01 |  | 1434.2901 |  | 692.7091 | 1596.269
| 2011-02-01 |  | 1434.2901 |  | 692.7091 | 1596.269
| 2011-03-01 |  | 1368.063 |  | 692.7091 | 1596.269
| 2011-05-31 | 1291 |  |  | 692.7091 | 1596.269
| 2011-05-01 | 1912 |  |  | 692.7091 | 1596.269
| 2011-06-01 | 1374 |  |  | 692.7091 | 1596.269
| 2011-08-01 | 1900 |  |  | 692.7091 | 1596.269
| 2011-09-01 | 1899 |  |  | 692.7091 | 1596.269
| 2011-09-01 | 1899 |  |  | 692.7091 | 1596.269
| 2011-10-01 |  |  | 1546.5886 | 692.7091 | 1596.269
| 2011-10-01 |  |  | 1546.5886 | 692.7091 | 1596.269
| 2011-11-01 |  |  | 1550.4635 | 692.7091 | 1596.269
| 2011-12-01 |  |  | 1185.7041 | 692.7091 | 1596.269
| 2012-01-01 |  | 1723.1466 |  | 664.7854 | 1490.3253
| 2012-01-01 |  | 1723.1466 |  | 664.7854 | 1490.3253
| 2012-02-01 |  | 1298.5228 |  | 664.7854 | 1490.3253
| 2012-02-01 |  | 1298.5228 |  | 664.7854 | 1490.3253
| 2012-10-01 |  | 1316.9433 |  | 664.7854 | 1490.3253
| 2013-01-17 |  | 1319.2426 |  | 691.77 | 1449.0846
| 2013-01-01 |  | 1458.6956 |  | 691.77 | 1449.0846
| 2013-05-01 |  |  | 1400.3096 | 691.77 | 1449.0846
| 2013-05-01 |  |  | 1400.3096 | 691.77 | 1449.0846
| 2013-07-01 |  | 1279.3581 |  | 691.77 | 1449.0846
| 2013-11-01 |  |  | 1485.8059 | 691.77 | 1449.0846
| 2013-12-01 |  | 1027.1087 |  | 691.77 | 1449.0846
| 2013-12-01 |  | 1027.1087 |  | 691.77 | 1449.0846
| 2013-12-01 |  | 1027.1087 |  | 691.77 | 1449.0846
| 2013-12-01 |  | 1027.1087 |  | 691.77 | 1449.0846
| 2014-01-01 |  |  | 1027.3041 | 585.8376 | 1298.9274
| 2014-03-01 |  |  | 963.4213 | 585.8376 | 1298.9274
| 2014-04-01 |  |  | 1104.6185 | 585.8376 | 1298.9274
| 2014-05-01 |  | 1357.6583 |  | 585.8376 | 1298.9274
| 2014-06-01 |  |  | 1053.8917 | 585.8376 | 1298.9274
| 2014-07-01 |  | 1230.2685 |  | 585.8376 | 1298.9274
| 2014-12-01 |  | 1279.7081 |  | 585.8376 | 1298.9274
| 2015-01-01 |  | 1305.1128 |  | 527.5418 | 1109.3284
| 2015-09-01 |  |  | 1406.8472 | 527.5418 | 1109.3284
| 2016-01-16 |  |  |  | 537.5017 | 1079.1062
| 2016-07-01 |  |  | 948.7391 | 537.5017 | 1079.1062
| 2016-12-16 |  |  |  | 537.5017 | 1079.1062
| 2017-06-01 |  |  |  | 545.0592 | 951.7575
| 2017-12-01 |  |  |  | 545.0592 | 951.7575
| 2018-06-01 |  |  |  |  | 881.2453
| 2018-12-01 |  |  |  |  | 881.2453
| 2019-03-01 |  |  |  |  | 931.0487
| 2019-06-01 |  |  |  | 505.2677 | 852.9368
| 2019-09-02 |  |  |  | 505.2677 | 833.9367
| 2019-12-31 |  |  |  | 505.2677 | 888.3111
| 2020-03-29 |  |  |  | 528.9855 | 791.2088
| 2020-06-29 |  |  |  | 536.2319 | 857.1429
| 2020-09-27 |  |  |  | 541.3043 | 848.8372
| 2020-12-25 |  |  |  | 543.4783 | 845.2381
| 2021-03-23 |  |  |  |  | 963.8554

## Figure 2.4
Figure 2.4 Total installed costs of onshore wind projects and global weighted-average, 1983-2020
Total installed costs (2020 USD/kW)
Onshore wind
| Year | 5th percentile | Weighted average | 95th percentile
| 1983 | 4190.0147 | 5241.2996 | 5570.6721
| 1984 | 3908.4949 | 4957.0734 | 4844.3512
| 1985 | 3944.888 | 4856.4326 | 4896.1656
| 1986 | 3787.8425 | 4280.2248 | 4366.9512
| 1987 | 3587.7324 | 4138.9043 | 4252.2293
| 1988 | 3170.6797 | 3178.2394 | 3190.6763
| 1989 | 2930.8772 | 2978.4596 | 3226.1363
| 1990 | 3287.8414 | 3358.1599 | 3579.1708
| 1991 | 2952.0559 | 3303.0946 | 3548.9689
| 1992 | 2921.9956 | 3250.016 | 4286.1299
| 1993 | 1740.0096 | 3252.5891 | 3224.8298
| 1994 | 1462.1941 | 3010.7449 | 3170.1576
| 1995 | 2102.4541 | 2752.1732 | 2923.3467
| 1996 | 2163.4881 | 2618.3004 | 2848.4327
| 1997 | 2388.5907 | 2476.6546 | 2815.4393
| 1998 | 1474.7961 | 2461.3058 | 2672.4678
| 1999 | 1477.151 | 2296.5383 | 2685.9756
| 2000 | 992.8525 | 2243.7196 | 2531.4301
| 2001 | 1188.0941 | 2099.8746 | 3277.4373
| 2002 | 1083.5675 | 2079.5662 | 2450.707
| 2003 | 1424.0032 | 1978.5436 | 2342.5247
| 2004 | 1121.4217 | 1989.8326 | 2651.9187
| 2005 | 1183.9308 | 1881.1287 | 2766.2423
| 2006 | 1275.077 | 1917.984 | 2747.5771
| 2007 | 1100.9236 | 1944.5457 | 2587.6988
| 2008 | 1195.0497 | 2041.8748 | 2812.8724
| 2009 | 1292.3101 | 2075.6248 | 2841.8651
| 2010 | 1243.3693 | 1972.4767 | 2784.5443
| 2011 | 1252.5721 | 1962.3961 | 2828.6055
| 2012 | 1266.9919 | 1995.8772 | 2942.6056
| 2013 | 1216.1547 | 1849.8038 | 3048.6285
| 2014 | 1231.2448 | 1802.5813 | 3036.8242
| 2015 | 1205.5077 | 1661.7931 | 2957.9824
| 2016 | 1231.1291 | 1655.038 | 2620.183
| 2017 | 1183.2381 | 1647.4975 | 2665.2159
| 2018 | 1186.5847 | 1566.7851 | 2413.0553
| 2019 | 1121.3085 | 1491.0108 | 2478.5196
| 2020 | 1050.3208 | 1349.0246 | 2274.75

## Figure 2.5
Figure 2.5 Onshore wind weighted-average total installed costs in 15 countries, 1984–2020
Weighted average total installed costs (2020 USD/kW)
Onshore wind
| Country | 1984 | 1985 | 1986 | 1987 | 1988 | 1989 | 1990 | 1991 | 1992 | 1993 | 1994 | 1995 | 1996 | 1997 | 1998 | 1999 | 2000 | 2001 | 2002 | 2003 | 2004 | 2005 | 2006 | 2007 | 2008 | 2009 | 2010 | 2011 | 2012 | 2013 | 2014 | 2015 | 2016 | 2017 | 2018 | 2019 | 2020 | Country | % decrease
| Denmark | 3908.4949 | 3892.0393 | 3755.6698 | 3550.8159 | 3191.7873 | 3072.5107 | 3320.1105 | 3286.4898 | 3098.3267 | 3013.2042 |  | 2602.5057 | 2517.3834 | 2449.4281 | 2415.7698 | 2279.1082 | 2159.6139 | 2057.3243 | 1766.1954 | 1715.3698 | 1552.8907 | 1715.1756 | 1958.2713 |  | 2525.4947 |  | 2404.1555 | 2585.8028 | 2083.6015 | 2268.4543 |  | 1923.3244 | 1923.3244 | 1772.1259 | 1925.4984 | 1922.8145 | 1922.8145 | Denmark | -50.8%
| United States | 5009.5023 | 4949.0144 | 4399.1239 | 4289.1458 | 3169.5688 | 2905.8831 | 3287.8414 | 3167.3692 | [6 empty] | 2199.562 | 2089.5839 | 1867.4281 | 1849.2707 | 1828.8625 | 1576.9716 | 1922.4666 | 1663.4525 | 1711.7747 | 1998.5581 | 2307.6124 | 2417.0449 | 2421.6758 | 2398.1414 | 2194.8893 | 2030.8634 | 1926.737 | 1842.7601 | 1883.785 | 1705.6426 | 1663.0458 | 1571.8103 | 1389.5374 | United States | -72.26%
| Germany | 3908.4949 | [5 empty] | 3486.116 | 3450.8143 | 3253.243 | 3163.8644 | 2930.2419 | 2474.5072 | 2370.028 | 2348.0324 | 2447.0127 | 2327.7351 | 2302.0718 | 2271.5311 | 2297.1348 | 2273.8229 | 2282.1205 | 2256.7408 | 2213.5323 | 2207.4361 | 2382.3008 | 2337.0106 | 2298.3727 | 2298.3727 | 2088.067 | 2062.7644 | 2035.0169 | 1997.1143 | 1959.0396 | 1958.7346 | 1926.5004 | 1783.2485 | 1775.1871 | Germany | -54.58%
| Sweden | 3908.4949 | [5 empty] | 3486.116 | 3450.8143 | 3253.243 | 3163.8644 | 2930.2419 | 2732.631 | 2643.2525 | 2571.8995 | 2536.5583 | 2393.0636 |  | 2160.1905 | 2144.5729 | 1801.1382 | 2170.9676 | 2144.5729 | 2144.5729 | 2166.9215 | 2364.5291 | 2484.618 | 2356.5424 | 2168.014 | 2358.2171 | 2032.5537 | 2171.3006 | 1941.5513 | 1785.8244 | 1618.4289 | 1291.6632 | 1355.6133 | 1358.1965 | Sweden | -65.25%
| Italy | [5 empty] | 3226.1363 |  | 3450.8143 | 3253.243 | 3163.8644 | 2930.2419 | 2732.631 | 2643.2525 | 2571.8995 | 2536.5583 | 2393.0636 | 2267.5946 | 2160.1905 | 2078.586 | 2188.5641 | 2036.0165 | 2066.9076 | 2064.2787 | 2191.5146 | 2357.2371 | 2792.0607 | 2585.3763 | 3171.5223 | 2967.3454 | 2047.1519 | 2006.6685 | 2147.7292 | 1809.8224 | 2589.6643 | 1779.1678 | 1690.0527 | 1731.1751 | Italy | -46.34%
| United Kingdom | [5 empty] | 3226.1363 | 3486.116 | 3450.8143 | 3535.0338 | 3033.0559 | 2930.2419 | 2732.631 | 2643.2525 | 2571.8995 | 2536.5583 | 2393.0636 | 1959.5473 | 2030.4506 | 1833.9943 | 2188.5641 | 2718.291 | 2197.2223 | 2177.5663 | 2160.7423 | 2430.516 | 1555.3029 | 2248.9678 | 2387.673 | 2334.9638 | 2346.3263 | 2292.2437 | 2257.9269 | 2116.9904 | 2138.4546 | 1868.0487 | 1919.1987 | 1739.7488 | United Kingdom | -46.07%
| India | [6 empty] | 3629.2772 | 3629.2772 | 3299.3429 | 3299.3429 | 3299.3429 | 3079.3867 | 2969.4086 | 2859.4305 | 2749.4524 | 2639.4743 | 2251.32 | 1953.9748 | 1806.9904 | 2075.4803 | 1662.3569 | 1620.3537 | 1759.6496 | 1634.9236 | 1507.9712 | 1273.3942 | 1386.8268 | 1228.7947 | 1467.7758 | 1508.5698 | 1436.4197 | 1289.2354 | 1185.924 | 1172.5309 | 1173.6846 | 1067.0258 | 1038.4108 | India | -71.39%
| Spain | [6 empty] | 3486.116 | 3450.8143 | 3253.243 | 3163.8644 | 2930.2419 | 2732.631 | 2643.2525 | 2571.8995 | 2536.5583 | 2393.0636 | 2267.5946 | 2143.1077 | 1854.5051 | 1801.1382 | 1911.6442 | 1887.5773 | 1945.7926 | 2191.8396 | 2145.949 | 2401.9775 | 2478.9515 | 2411.6351 | 2115.6569 | 2106.0403 | 1773.9532 | 1677.372 | 1652.4327 | 1813.6913 | 2367.2258 | 1570.3535 | 1232.3017 | Spain | -64.65%
| Canada | [6 empty] | 3287.8414 |  | 2804.4415 |  | 1455.153 |  | 2096.1825 |  |  | 2089.5839 | 1979.6058 | 1719.4486 | 2019.3691 | 1761.3382 | 1785.0117 | 1701.6446 | 2015.7518 | 2210.448 | 2235.5201 | 2240.405 | 2725.7456 | 2514.0396 | 2738.8245 | 2643.5465 | 2472.4843 | 2554.0553 | 2392.1024 | 2100.071 | 1878.5163 | 2459.4069 | 1409.4094 | Canada | -57.13%
| France | [7 empty] | 3450.8143 |  | 3163.8644 |  |  | 2643.2525 | 2571.8995 | 2536.5583 | 2393.0636 | 1813.3039 | 2160.1905 | 1854.5051 | 1796.3178 | 1979.6058 | 1862.3429 | 1980.0427 | 1806.0241 | 2717.757 | 2399.7294 | 2506.7639 | 2247.4989 | 2039.4031 | 1922.102 | 1816.1148 | 1811.3649 | 1792.2673 | 2041.6204 | 1971.8521 | 1785.9659 | 1549.68 | France | -55.09%
| China | [12 empty] | 2749.4524 | 2749.4524 | 2639.4743 | 2419.5181 | 2309.54 | 2199.562 | 2144.5729 | 1746.3864 | 1825.4086 | 1697.74 | 1630.6625 | 1535.059 | 1579.8213 | 1608.0705 | 1499.9287 | 1459.2081 | 1427.3608 | 1356.0253 | 1376.7629 | 1336.6356 | 1331.889 | 1261.9631 | 1307.5695 | 1237.0294 | 1264.1599 | China | -54.02%
| Turkey | [14 empty] | 1745.3075 |  | 1775.4919 | [8 empty] | 1506.1189 | 2445.8276 | 2264.3849 | 1792.3184 | 1976.4913 | 1908.6596 | 1965.9435 | 1982.1632 | 1789.0253 | 1897.2111 | 1702.8523 | 1347.2189 | Turkey | -22.81%
| Brazil | [17 empty] | 3356.2632 | 2795.6943 | 3320.8211 |  | 3189.3648 | 2508.547 | 2569.1292 | 2593.0291 | 2787.7642 | 2639.4743 | 2613.83 | 2654.2546 | 2647.2619 | 2248.5903 | 1951.0238 | 2045.177 | 1755.5409 | 1781.9153 | 1576.7562 | 1448.7031 | Brazil | -56.84%
| Japan | [16 empty] | 2367.3225 |  |  |  |  | 2172.2017 |  |  |  |  | 2778.1353 | 2361.415 | 3508.9481 | 3126.2456 | 2954.2049 | 2350.7299 | 2778.4915 | 2500.4329 | 2642.0957 | 2289.6673 | 3188.9184 | Japan | 34.71%
| Mexico | [23 empty] | 1664.1545 | 1386.3282 | 2284.3051 | 2839.0311 | 2591.5959 | 2248.2353 | 2518.6114 | 2563.2896 | 2195.0483 | 2055.7378 | 1973.1173 | 1528.6899 | 1789.9503 | 1533.7747 | Mexico | -7.835%

## Figure 2.7
Figure 2.7 Historical onshore wind weighted average capacity factors in 15 countries, 1984–2020
Capacity factor (%)
Onshore wind
| Country | 1984 | 1985 | 1986 | 1987 | 1988 | 1989 | 1990 | 1991 | 1992 | 1993 | 1994 | 1995 | 1996 | 1997 | 1998 | 1999 | 2000 | 2001 | 2002 | 2003 | 2004 | 2005 | 2006 | 2007 | 2008 | 2009 | 2010 | 2011 | 2012 | 2013 | 2014 | 2015 | 2016 | 2017 | 2018 | 2019 | 2020 | Country | % increase
| Denmark | 20.7% | 22% | 22% | 22% | 19.2% | 20.5% | 21.7% | 22.8% | 22.1% | 21.5% |  | 23% | 23% | 21.9% | 21.2% | 20.7% | 18.2% | 18.2% | 22.2% | 27.1% | 28.3% | 25.9% | 23% |  | 29% |  | 27% | 28% | 29% | 30% |  | 34% | 35% | 36.7% | 39.4% | 39% | 39% | Denmark | 88.41%
| United States | 19% | 20% | 20% | 20% | 20% | 20% | 20% | 20% | [6 empty] | 26.3% | 26.3% | 27.8% | 29.5% | 30.7% | 31.4% | 32.9% | 33.4% | 30.5% | 34.2% | 33.5% | 30.9% | 32.9% | 30.5% | 31.3% | 34.6% | 40% | 39.4% | 41% | 42.1% | 43.6% | 43.8% | 42.52% | United States | 123.8%
| Sweden | 20.7% | [5 empty] | 21.7% | 22.8% | 20% | 20% | 20% | 20% | 19% | 20% | 20% | 20% |  | 23% | 20% | 23% | 24% | 23% | 23% | 25.9% | 24% | 27.2% | 28.6% | 27.8% | 29.6% | 31.3% | 29.9% | 30.3% | 32.8% | 33.6% | 37% | 37.9% | 37.78% | Sweden | 82.49%
| Germany | 20.7% | [5 empty] | 21.7% | 22.8% | 20% | 20% | 25% | 18% | 19% | 19% | 21% | 19% | 19.2% | 18.3% | 23% | 25% | 25.1% | 24% | 23% | 25% | 22% | 23.1% | 24% | 24% | 24% | 24.1% | 25.3% | 26.1% | 26.9% | 27.1% | 31.3% | 31.1% | 34.05% | Germany | 64.49%
| United Kingdom | [5 empty] | 20.5% | 21.7% | 22.8% | 21.7% | 21.1% | 20% | 20% | 19% | 20% | 20% | 20% | 25% | 22.6% | 21.2% | 23% | 25.7% | 23.3% | 23% | 24.1% | 24% | 31.4% | 30.1% | 29.5% | 31.8% | 30.1% | 30% | 31% | 33.1% | 33.4% | 40.4% | 32.8% | 36.83% | United Kingdom | 79.66%
| Italy | [5 empty] | 20.5% |  | 22.8% | 20% | 20% | 20% | 20% | 19% | 20% | 20% | 20% | 20% | 23% | 20% | 23% | 25.2% | 22.4% | 22.9% | 24.1% | 23.9% | 25.3% | 25.4% | 25.3% | 25.5% | 25.3% | 25% | 26% | 28.7% | 30.4% | 33% | 33% | 32.55% | Italy | 58.78%
| India | [6 empty] | 21.7% | 19% | 19% | 19% | 19% | 19% | 19% | 20% | 19% | 19% | 18.2% | 22.5% | 20.3% | 21.3% | 23.8% | 22% | 21% | 25.2% | 22.1% | 24.1% | 24.7% | 23.2% | 23.2% | 23.4% | 22.7% | 23.3% | 23.6% | 28.2% | 34.7% | 32.2% | 33.32% | India | 53.55%
| Spain | [6 empty] | 27.7% | 27.7% | 27.7% | 27.7% | 27.7% | 27.7% | 27.7% | 27.7% | 28.4% | 29.1% | 26.7% | 26.4% | 24.8% | 25.1% | 23.8% | 25.1% | 24.9% | 23.7% | 23.5% | 26.8% | 26.7% | 26.7% | 26.7% | 26.7% | 26.7% | 30.2% | 31% | 33.5% | 28.2% | 38.5% | 37.91% | Spain | 36.85%
| Canada | [6 empty] | 21.7% |  | 20% |  | 27.1% |  | 19% |  |  | 19% | 22% | 27.3% | 32.1% | 28% | 29% | 33.9% | 32.9% | 31.6% | 31.1% | 31.2% | 32.4% | 33.2% | 30.4% | 31.1% | 32.5% | 35.3% | 32.7% | 34.2% | 35.7% | 39.3% | 38.06% | Canada | 75.41%
| France | [7 empty] | 22.8% |  | 20% |  |  | 19% | 20% | 20% | 20% | 21.1% | 23% | 20% | 26.5% | 24% | 23.4% | 24.2% | 24.1% | 24.1% | 26.4% | 26.5% | 26.4% | 26.3% | 26.5% | 26.5% | 26.8% | 27.6% | 26.2% | 30.8% | 33% | 32.23% | France | 41.37%
| China | [12 empty] | 19% | 19% | 20% | 19% | 20% | 23% | 20% | 24.5% | 23.9% | 23.1% | 24.1% | 25.9% | 24.7% | 25.6% | 25.4% | 25.2% | 24.1% | 23.7% | 24.9% | 23.7% | 25.1% | 26.6% | 26.9% | 31.4% | 39.37% | China | 107.2%
| Turkey | [14 empty] | 30.1% |  | 33.6% | [8 empty] | 34.7% | 25.8% | 32.6% | 30.4% | 32.1% | 30.6% | 32.5% | 37% | 36.8% | 34.6% | 34.3% | 37.34% | Turkey | 24.06%
| Japan | [16 empty] | 22% |  |  |  |  | 21% |  |  |  |  | 24% | 24% | 25% | 25% | 25% | 25% | 19.7% | 25.3% | 24.7% | 25% | 34.63% | Japan | 57.39%
| Brazil | [17 empty] | 35% | 35.2% | 36% |  | 37% | 41.8% | 40.8% | 45.9% | 37.1% | 36% | 42.9% | 44.1% | 45.6% | 45.6% | 45.5% | 47.4% | 47.5% | 46.7% | 51.2% | 49.02% | Brazil | 40.05%
| Mexico | [23 empty] | 41.8% | 42.1% | 40.7% | 40.2% | 40.9% | 45.4% | 41.6% | 40.7% | 38% | 35.6% | 38.9% | 43.5% | 35% | 36.07% | Mexico | -13.71%

## Figure 2.8
Figure 2.8 Full-service (initial and renewal) O&M pricing indexes and weighted-average O&M costs in Denmark, Germany, Ireland, Japan, Norway, Sweden and the United States, 2008-2020
O&M costs (2020 USD/kW/year)
Onshore wind
| Country | Year | 2020 USD/kW/year
| Denmark | 2013 | 53
| Denmark | 2014 | 43
| Denmark | 2015 | 51
| Denmark | 2016 | 40
| Denmark | 2017 | 34
| Denmark | 2018 | 36
| Denmark | 2019 | 47
| Germany | 2008 | 95
| Germany | 2010 | 85
| Germany | 2012 | 80
| Germany | 2016 | 61
| Germany | 2018 | 69
| Germany | 2019 | 51
| Ireland | 2008 | 50
| Ireland | 2009 | 68
| Ireland | 2010 | 91
| Ireland | 2011 | 80
| Ireland | 2012 | 56
| Ireland | 2013 | 59
| Ireland | 2014 | 88
| Ireland | 2015 | 43
| Ireland | 2016 | 38
| Japan | 2017 | 81.0288
| Japan | 2018 | 105.0191
| Japan | 2019 | 95.7556
| Norway | 2008 | 67.6471
| Norway | 2011 | 63.8889
| Norway | 2012 | 58.9744
| Norway | 2013 | 61.3333
| Norway | 2014 | 54.6667
| Norway | 2015 | 45.5556
| Norway | 2017 | 42.6966
| Norway | 2018 | 44.7059
| Norway | 2019 | 42.6966
| Sweden | 2008 | 94
| Sweden | 2009 | 111
| Sweden | 2010 | 68
| Sweden | 2011 | 71
| Sweden | 2012 | 68
| Sweden | 2013 | 59
| Sweden | 2014 | 61
| Sweden | 2015 | 43
| Sweden | 2016 | 45
| United States of America | 2008 | 73.3431
| United States of America | 2009 | 67.6061
| United States of America | 2010 | 63.3059
| United States of America | 2011 | 64.5698
| United States of America | 2012 | 58.3347
| United States of America | 2013 | 59.3493
| United States of America | 2014 | 58.0304
| United States of America | 2015 | 47.2596
| United States of America | 2016 | 46.1605
| United States of America | 2017 | 45.5678
| United States of America | 2018 | 46.5484
| United States of America | 2019 | 43.345
| Full-Service Renewal Contracts | 2011 | 45.4433
| Full-Service Renewal Contracts | 2012 | 38.9106
| Full-Service Renewal Contracts | 2013 | 37.2283
| Full-Service Renewal Contracts | 2014 | 53.2042
| Full-Service Renewal Contracts | 2015 | 36.2565
| Full-Service Renewal Contracts | 2016 | 28.2851
| Full-Service Renewal Contracts | 2017 | 26.6721
| Full-Service Renewal Contracts | 2019 | 22.6875
| Full-Service Renewal Contracts | 2020 | 22.0527
| Initial Full-Service Contracts | 2008 | 47.2146
| Initial Full-Service Contracts | 2009 | 60.5991
| Initial Full-Service Contracts | 2010 | 53.23
| Initial Full-Service Contracts | 2011 | 58.1344
| Initial Full-Service Contracts | 2012 | 40.2616
| Initial Full-Service Contracts | 2013 | 55.9372
| Initial Full-Service Contracts | 2014 | 31.6602
| Initial Full-Service Contracts | 2015 | 23.0457
| Initial Full-Service Contracts | 2016 | 28.3351
| Initial Full-Service Contracts | 2017 | 22.0164
| Initial Full-Service Contracts | 2018 | 18.7697
| Initial Full-Service Contracts | 2019 | 16.2763
| Initial Full-Service Contracts | 2020 | 16.4367

## Figure 2.9
Figure 2.9 LCOE of onshore wind projects and global weighted average, 1983–2020
LCOE (2020 USD/kWh)
| Year | Weighted average
| 1983 | 0.31136
| 1984 | 0.29729
| 1985 | 0.27882
| 1986 | 0.24959
| 1987 | 0.2426
| 1988 | 0.20308
| 1989 | 0.18924
| 1990 | 0.20596
| 1991 | 0.19829
| 1992 | 0.19488
| 1993 | 0.20119
| 1994 | 0.19464
| 1995 | 0.19786
| 1996 | 0.17963
| 1997 | 0.16013
| 1998 | 0.14023
| 1999 | 0.13545
| 2000 | 0.14322
| 2001 | 0.12619
| 2002 | 0.12004
| 2003 | 0.10696
| 2004 | 0.11206
| 2005 | 0.10373
| 2006 | 0.10602
| 2007 | 0.099414
| 2008 | 0.091741
| 2009 | 0.09114
| 2010 | 0.0895
| 2011 | 0.083189
| 2012 | 0.077294
| 2013 | 0.078892
| 2014 | 0.072504
| 2015 | 0.063468
| 2016 | 0.060275
| 2017 | 0.057668
| 2018 | 0.050357
| 2019 | 0.04529
| 2020 | 0.040756

## Figure 2.10
Figure 2.10 The weighted average LCOE of commissioned onshore wind projects in 15 countries, 1984–2020
LCOE (2020 USD/kWh)
Onshore wind
| Country | 1984 | 1985 | 1986 | 1987 | 1988 | 1989 | 1990 | 1991 | 1992 | 1993 | 1994 | 1995 | 1996 | 1997 | 1998 | 1999 | 2000 | 2001 | 2002 | 2003 | 2004 | 2005 | 2006 | 2007 | 2008 | 2009 | 2010 | 2011 | 2012 | 2013 | 2014 | 2015 | 2016 | 2017 | 2018 | 2019 | 2020 | % decrease
| Denmark | 0.24353 | 0.23132 | 0.22473 | 0.21519 | 0.21996 | 0.20385 | 0.2066 | 0.19792 | 0.18375 | 0.18364 |  | 0.15607 | 0.15227 | 0.15463 | 0.14663 | 0.14296 | 0.15137 | 0.14562 | 0.11147 | 0.094863 | 0.086128 | 0.097837 | 0.11718 |  | 0.10433 |  | 0.10618 | 0.10451 | 0.082381 | 0.08391 |  | 0.062722 | 0.060072 | 0.053159 | 0.052552 | 0.05194 | 0.050933 | -79.09%
| Brazil | [14 empty] | 0.069857 |  |  | 0.15063 | 0.13024 | 0.14604 |  | 0.13844 | 0.10607 | 0.11067 | 0.091068 | 0.11511 | 0.11223 | 0.085718 | 0.083979 | 0.079795 | 0.068116 | 0.059229 | 0.059207 | 0.05132 | 0.052179 | 0.042159 | 0.041015 | -41.29%
| Canada | [6 empty] | 0.20507 |  | 0.18358 |  | 0.10232 |  | 0.15297 |  |  | 0.14261 | 0.12214 | 0.097418 | 0.096216 | 0.094421 | 0.093218 | 0.087391 | 0.09339 | 0.10268 | 0.089088 | 0.088886 | 0.10205 | 0.08902 | 0.1 | 0.093408 | 0.083434 | 0.079138 | 0.079781 | 0.066085 | 0.056119 | 0.06274 | 0.041013 | -80%
| China | [12 empty] | 0.17818 | 0.17818 | 0.15514 | 0.1504 | 0.13825 | 0.11793 | 0.1298 | 0.094067 | 0.09885 | 0.096123 | 0.091636 | 0.081875 | 0.075792 | 0.07355 | 0.071088 | 0.065687 | 0.065273 | 0.06193 | 0.058187 | 0.061863 | 0.055641 | 0.049958 | 0.048565 | 0.039995 | 0.03269 | -81.65%
| France | [7 empty] | 0.20532 |  | 0.20199 |  |  | 0.18245 | 0.17168 | 0.15987 | 0.15252 | 0.12046 | 0.12617 | 0.12495 | 0.1028 | 0.11446 | 0.11186 | 0.11403 | 0.10677 | 0.13059 | 0.10831 | 0.11212 | 0.097286 | 0.087851 | 0.080958 | 0.075466 | 0.072783 | 0.069148 | 0.07953 | 0.065503 | 0.056027 | 0.050244 | -75.53%
| Germany | 0.24353 | [5 empty] | 0.21443 | 0.20532 | 0.20656 | 0.20199 | 0.16002 | 0.18077 | 0.16773 | 0.16654 | 0.14932 | 0.1553 | 0.15313 | 0.15809 | 0.13227 | 0.12313 | 0.1233 | 0.12625 | 0.12845 | 0.12041 | 0.12606 | 0.11859 | 0.11306 | 0.10793 | 0.097159 | 0.093448 | 0.086635 | 0.080937 | 0.076275 | 0.074073 | 0.063469 | 0.058606 | 0.053505 | -78.03%
| India | [6 empty] | 0.2403 | 0.27029 | 0.24845 | 0.24845 | 0.24845 | 0.23389 | 0.2266 | 0.20986 | 0.20204 | 0.19476 | 0.17439 | 0.14343 | 0.13278 | 0.14506 | 0.10874 | 0.11296 | 0.12541 | 0.10409 | 0.097869 | 0.075562 | 0.082134 | 0.072469 | 0.086085 | 0.084532 | 0.084246 | 0.071936 | 0.06287 | 0.052307 | 0.042852 | 0.042736 | 0.039596 | -85.35%
| Italy | [5 empty] | 0.21154 |  | 0.20532 | 0.20656 | 0.20199 | 0.19002 | 0.17991 | 0.18245 | 0.17168 | 0.15987 | 0.15252 | 0.1461 | 0.12617 | 0.13642 | 0.12744 | 0.11286 | 0.1239 | 0.12248 | 0.12317 | 0.11627 | 0.12823 | 0.11911 | 0.13782 | 0.1263 | 0.089139 | 0.086368 | 0.086482 | 0.067469 | 0.086197 | 0.056882 | 0.053527 | 0.054646 | -74.17%
| Japan | [16 empty] | 0.17019 |  |  |  |  | 0.16592 |  |  |  |  | 0.15853 | 0.11856 | 0.15747 | 0.13975 | 0.13059 | 0.10597 | 0.14607 | 0.10664 | 0.1111 | 0.096051 | 0.095525 | -43.87%
| Mexico | [23 empty] | 0.070762 | 0.048719 | 0.074571 | 0.088989 | 0.075858 | 0.060815 | 0.070723 | 0.070048 | 0.06401 | 0.063953 | 0.055509 | 0.041022 | 0.055102 | 0.045886 | -35.16%
| Spain | [6 empty] | 0.17891 | 0.17761 | 0.1603 | 0.157 | 0.14836 | 0.14105 | 0.13775 | 0.13511 | 0.12155 | 0.1143 | 0.11693 | 0.11327 | 0.10656 | 0.10354 | 0.11212 | 0.10714 | 0.11012 | 0.12516 | 0.10836 | 0.10685 | 0.11007 | 0.10248 | 0.08962 | 0.087035 | 0.073428 | 0.061835 | 0.058662 | 0.059821 | 0.082514 | 0.044912 | 0.037458 | -79.06%
| Sweden | 0.24353 | [5 empty] | 0.21443 | 0.20532 | 0.20656 | 0.20199 | 0.19002 | 0.17991 | 0.18245 | 0.17168 | 0.15987 | 0.15252 |  | 0.12617 | 0.1398 | 0.11019 | 0.12263 | 0.12548 | 0.12548 | 0.11652 | 0.11588 | 0.10881 | 0.099372 | 0.090121 | 0.090181 | 0.073863 | 0.079453 | 0.069901 | 0.060201 | 0.0542 | 0.040842 | 0.040729 | 0.040157 | -83.51%
| Turkey | [14 empty] | 0.089326 |  | 0.084149 | [8 empty] | 0.059868 | 0.11207 | 0.081753 | 0.068923 | 0.070513 | 0.074791 | 0.066268 | 0.05995 | 0.053594 | 0.058198 | 0.054741 | 0.04084 | -54.28%
| United Kingdom | [5 empty] | 0.21154 | 0.21443 | 0.20532 | 0.20693 | 0.18979 | 0.19002 | 0.17991 | 0.18245 | 0.17168 | 0.15987 | 0.15252 | 0.10941 | 0.12161 | 0.12345 | 0.12744 | 0.13695 | 0.12679 | 0.12695 | 0.12177 | 0.1187 | 0.066772 | 0.091472 | 0.093037 | 0.08536 | 0.086065 | 0.082873 | 0.077667 | 0.069152 | 0.067772 | 0.050532 | 0.060924 | 0.051602 | -75.61%
| United States | 0.29998 | 0.28338 | 0.25523 | 0.2496 | 0.19228 | 0.17878 | 0.19833 | 0.19216 | [6 empty] | 0.10564 | 0.10136 | 0.088784 | 0.084509 | 0.080761 | 0.071482 | 0.080524 | 0.07096 | 0.077242 | 0.080106 | 0.085009 | 0.095758 | 0.091219 | 0.09269 | 0.080494 | 0.067411 | 0.057325 | 0.054432 | 0.050748 | 0.045238 | 0.042079 | 0.039211 | 0.035784 | -88.07%

## Table 2.1
Table 2.1 Total Installed cost ranges and weighted averages for onshore wind projects by country/region, 2010 and 2020
Total installed costs (2020 USD/kW)
Onshore wind
|  | 2010 |  |  | 2020
|  | 5th percentile | Weighted average | 95th percentile | 5th percentile | Weighted average | 95th percentile
(2020 USD/kW)
| Africa | 1 390 | 1 609 | 3 035 | 1 275 | 1 873 | 3 225
| Central America and the Caribbean | 2 527 | 2 679 | 2 820 | 2 062 | 2 062 | 2 062
| Eurasia | 2 290 | 2 446 | 2 531 | 1 150 | 1 446 | 2 186
| Europe | 1 594 | 2 429 | 3 544 | 1 174 | 1 515 | 2 064
| North America | 1 893 | 2 474 | 3 213 | 1 066 | 1 403 | 2 059
| Oceania | 3 066 | 3 521 | 3 871 | 1 157 | 1 731 | 2 573
| Other Asia | 1 853 | 2 515 | 2 761 | 1 334 | 2 472 | 3 836
| Other South America | 2 426 | 2 644 | 2 763 | 1 085 | 1 607 | 2 560
| Brazil | 2 375 | 2 639 | 2 903 | 947 | 1 449 | 2 012
| China | 1 265 | 1 500 | 1 756 | 1 067 | 1 264 | 1 434
| India | 898 | 1 387 | 1 615 | 907 | 1 038 | 1 066

## Table 2.2
Table 2.2 Country-specific average capacity factors for new onshore wind projects, 2010 and 2020
Capacity factor (%)
Onshore wind
| Country | 2010 | 2020 | Percentage change 2010-2020
%
| Brazil | 36 | 49 | 36%
| Canada | 32 | 38 | 18%
| China | 25 | 33 | 30%
| Denmark | 27 | 39 | 44%
| France | 26 | 32 | 22%
| Germany | 24 | 34 | 42%
| India | 25 | 33 | 35%
| Italy | 25 | 33 | 28%
| Japan | 24 | 35 | 44%
| Mexico | 40 | 36 | -10%
| Spain | 27 | 38 | 42%
| Sweden | 29 | 38 | 32%
| Turkey | 26 | 37 | 45%
| United Kingdom | 30 | 37 | 22%
| United States | 33 | 43 | 29%

## Table 2.3
Table 2.3 Regional weighted average LCOE and ranges for onshore wind, 2010 and 2020
LCOE (2020 USD/kWh)
Onshore wind
|  | 2010 |  |  | 2020
|  | 5th percentile | Weighted average | 95th percentile | 5th percentile | Weighted average | 95th percentile
(2020 USD/kW)
| Africa | 0.073 | 0.091 | 0.1 | 0.041 | 0.055 | 0.083
| Central America and the Caribbean | 0.095 | 0.095 | 0.095 | 0.059 | 0.059 | 0.059
| Eurasia | 0.112 | 0.112 | 0.112 | 0.031 | 0.047 | 0.07
| Europe | 0.076 | 0.113 | 0.164 | 0.035 | 0.045 | 0.065
| North America | 0.06 | 0.092 | 0.124 | 0.028 | 0.037 | 0.054
| Oceania | 0.107 | 0.121 | 0.132 | 0.037 | 0.052 | 0.068
| Other Asia | 0.103 | 0.137 | 0.147 | 0.058 | 0.081 | 0.113
| Other South America | 0.087 | 0.101 | 0.131 | 0.032 | 0.044 | 0.063
| Brazil | 0.11 | 0.112 | 0.123 | 0.03 | 0.041 | 0.062
| China | 0.058 | 0.071 | 0.089 | 0.026 | 0.037 | 0.047
| India | 0.053 | 0.082 | 0.101 | 0.029 | 0.04 | 0.051

## Figure 3.1
Figure 3.1 Global weighted-average total installed costs, capacity factors and LCOE for PV, 2010–2020
Solar photovoltaic 2010-2020
Total installed cost (2020 USD/kW)
|  | 2010 | 2011 | 2012 | 2013 | 2014 | 2015 | 2016 | 2017 | 2018 | 2019 | 2020
| 5th percentile | 3402.4247 | 2607.0385 | 2084.5438 | 1699.8646 | 1421.5209 | 1206.0184 | 1032.3231 | 836.9126 | 805.8349 | 718.1976 | 572.2093
| Weighted average | 4730.681 | 4007.0549 | 3021.451 | 2646.9726 | 2392.5386 | 1823.2108 | 1656.9289 | 1431.6644 | 1222.7294 | 1009.2848 | 882.7676
| 95th percentile | 7923.6712 | 7777.0508 | 6669.8251 | 5357.5399 | 5279.26 | 4128.615 | 3268.0426 | 3014.0096 | 2778.6563 | 2347.5836 | 2346.4
Capacity factor (%)
|  | 2010 | 2011 | 2012 | 2013 | 2014 | 2015 | 2016 | 2017 | 2018 | 2019 | 2020
| 5th percentile | 10.43% | 10.09% | 10.47% | 11.89% | 10.8% | 10.8% | 10.69% | 11.48% | 12.32% | 10.72% | 9.9%
| Weighted average | 13.79% | 15.2% | 15.11% | 16.44% | 16.55% | 16.51% | 16.71% | 17.55% | 17.9% | 17.51% | 16.08%
| 95th percentile | 23% | 26% | 25.33% | 23% | 24.4% | 28.99% | 25.86% | 27% | 26.97% | 23.89% | 20.82%
LCOE (2020 USD/kWh)
|  | 2010 | 2011 | 2012 | 2013 | 2014 | 2015 | 2016 | 2017 | 2018 | 2019 | 2020
| 5th percentile | 0.18962 | 0.16102 | 0.13013 | 0.11489 | 0.092192 | 0.072606 | 0.0689 | 0.050917 | 0.04629 | 0.045746 | 0.039134
| Weighted average | 0.38056 | 0.28926 | 0.21746 | 0.16812 | 0.15429 | 0.11731 | 0.10383 | 0.083433 | 0.070431 | 0.060935 | 0.056669 | -0.070013
| 95th percentile | 0.51036 | 0.48726 | 0.40689 | 0.35698 | 0.34548 | 0.26823 | 0.24294 | 0.20445 | 0.1873 | 0.16238 | 0.16272

## Figure 3.2
Figure 3.2 Average monthly solar PV module prices by technology and manufacturing country sold in Europe, 2010 to 2020 (top) and average yearly module prices by market in 2013 and 2020 (bottom)
Top chart
Month of date
|  |  |  | 2020 USD/W | Dec 09 | Jan 10 | Feb 10 | Mar 10 | Apr 10 | May 10 | Jun 10 | Jul 10 | Aug 10 | Sep 10 | Oct 10 | Nov 10 | Dec 10 | Jan 11 | Feb 11 | Mar 11 | Apr 11 | May 11 | Jun 11 | Jul 11 | Aug 11 | Sep 11 | Oct 11 | Nov 11 | Dec 11 | Jan 12 | Feb 12 | Mar 12 | Apr 12 | May 12 | Jun 12 | Jul 12 | Aug 12 | Sep 12 | Oct 12 | Nov 12 | Dec 12 | Jan 13 | Feb 13 | Mar 13 | Apr 13 | May 13 | Jun 13 | Jul 13 | Aug 13 | Sep 13 | Oct 13 | Nov 13 | Dec 13 | Jan 14 | Feb 14 | Mar 14 | Apr 14 | May 14 | Jun 14 | Jul 14 | Aug 14 | Sep 14 | Oct 14 | Nov 14 | Dec 14 | Jan 15 | Feb 15 | Mar 15 | Apr 15 | May 15 | Jun 15 | Jul 15 | Aug 15 | Sep 15 | Oct 15 | Nov 15 | Dec 15 | Jan 16 | Feb 16 | Mar 16 | Apr 16 | May 16 | Jun 16 | Jul 16 | Aug 16 | Sep 16 | Oct 16 | Nov 16 | Dec 16 | Jan 17 | Feb 17 | Mar 17 | Apr 17 | May 17 | Jun 17 | Jul 17 | Aug 17 | Sep 17 | Oct 17 | Nov 17 | Dec 17 | Jan 18 | Feb 18 | Mar 18 | Apr 18 | May 18 | Jun 18 | Jul 18 | Aug 18 | Sep 18 | Oct 18 | Nov 18 | Dec 18 | Jan 19 | Feb 19 | Mar 19 | Apr 19 | May 19 | Jun 19 | Jul 19 | Aug 19 | Sep 19 | Oct 19 | Nov 19 | Dec 19 | Jan 20 | Feb 20 | Mar 20 | Apr 20 | May 20 | Jun 20 | Jul 20 | Aug 20 | Sep 20 | Oct 20 | Nov 20 | Dec 20 | Jan 21
|  |  |  | Crystalline Europe (Germany) | 3.5798 | 3.4268 | 3.2019 | 3.0978 | 3.0824 | 2.8904 | 2.7719 | 2.8045 | 2.8389 | 2.8031 | 2.9724 | 2.8978 | 2.7958 | 2.6439 | 2.6386 | 2.61 | 2.6911 | 2.6069 | 2.5812 | 2.4185 | 2.3083 | 2.1259 | 2.0464 | 1.8564 | 1.7098 | 1.5673 | 1.5589 | 1.531 | 1.4832 | 1.4003 | 1.3243 | 1.2725 | 1.2381 | 1.2559 | 1.2246 | 1.1951 | 1.1809 | 1.1769 | 1.1459 | 1.1308 | 1.1459 | 1.1306 | 1.1338 | 1.1245 | 1.0996 | 1.1028 | 1.1113 | 1.0545 | 1.0557 | 1.029 | 1.0477 | 1.0309 | 0.99894 | 0.96303 | 0.95323 | 0.9495 | 0.93385 | 0.87649 | 0.83319 | 0.82 | 0.81053 | 0.7338 | 0.7047 | 0.68432 | 0.68063 | 0.70401 | 0.69623 | 0.67116 | 0.66818 | 0.70645 | 0.70616 | 0.68742 | 0.69621 | 0.68756 | 0.69045 | 0.67921 | 0.69286 | 0.67925 | 0.66299 | 0.64066 | 0.63675 | 0.61274 | 0.60404 | 0.5796 | 0.56524 | 0.53636 | 0.52681 | 0.51744 | 0.51795 | 0.52306
|  |  |  | Crystalline Japan | 3.5798 | 3.2243 | 2.9431 | 3.0496 | 3.0824 | 2.8606 | 2.743 | 2.7895 | 2.7778 | 2.8185 | 2.9231 | 2.8493 | 2.749 | 2.5202 | 2.5438 | 2.5452 | 2.5741 | 2.4741 | 2.3314 | 2.286 | 2.2087 | 2.03 | 1.9354 | 1.7935 | 1.6792 | 1.538 | 1.5438 | 1.501 | 1.4682 | 1.4003 | 1.3385 | 1.3005 | 1.2803 | 1.2997 | 1.2836 | 1.2541 | 1.2557 | 1.2523 | 1.2047 | 1.1594 | 1.19 | 1.1741 | 1.1633 | 1.1391 | 1.1591 | 1.1475 | 1.157 | 1.0696 | 1.071 | 1.029 | 1.0327 | 1.0461 | 1.0292 | 1.0082 | 0.98302 | 0.96433 | 0.93385 | 0.90477 | 0.87485 | 0.84734 | 0.85174 | 0.74603 | 0.72859 | 0.71853 | 0.726 | 0.76267 | 0.76703 | 0.75216 | 0.76196 | 0.77953 | 0.79138 | 0.75732 | 0.75521 | 0.76914 | 0.77378 | 0.75071 | 0.77795 | 0.76415 | 0.74737 | 0.71185 | 0.75689 | 0.72087 | 0.69879 | 0.67234 | 0.64437 | 0.63692 | 0.61648 | 0.60742 | 0.59677 | 0.61604
|  |  |  | Crystalline China | 2.829 | 2.6165 | 2.458 | 2.4076 | 2.4151 | 2.3391 | 2.2954 | 2.4427 | 2.4573 | 2.4797 | 2.6111 | 2.5417 | 2.4522 | 2.2728 | 2.2278 | 2.2209 | 2.2063 | 2.0756 | 1.9817 | 1.8553 | 1.7271 | 1.5664 | 1.4594 | 1.3372 | 1.2365 | 1.1572 | 1.1654 | 1.1107 | 1.0637 | 1.0065 | 0.93981 | 0.89496 | 0.85822 | 0.84697 | 0.84101 | 0.82625 | 0.80723 | 0.79966 | 0.77862 | 0.78728 | 0.808 | 0.7827 | 0.82462 | 0.81783 | 0.84703 | 0.86437 | 0.88296 | 0.8587 | 0.87211 | 0.85008 | 0.88303 | 0.86413 | 0.84758 | 0.84265 | 0.81918 | 0.81597 | 0.78794 | 0.7634 | 0.74987 | 0.72434 | 0.7281 | 0.66042 | 0.64498 | 0.61588 | 0.62391 | 0.65707 | 0.66083 | 0.65958 | 0.66818 | 0.69427 | 0.68181 | 0.64081 | 0.64901 | 0.6526 | 0.65474 | 0.65538 | 0.66855 | 0.65499 | 0.63888 | 0.61693 | 0.61272 | 0.62475 | 0.5922 | 0.56801 | 0.56524 | 0.54753 | 0.54923 | 0.52868 | 0.51795 | 0.53468
|  |  |  | Thin film a-Si | 2.9337 | 2.7178 | 2.5065 | 2.5199 | 2.4945 | 2.3689 | 2.3532 | 2.4276 | 2.442 | 2.4027 | 2.529 | 2.3636 | 2.2804 | 1.9327 | 1.9276 | 1.8805 | 1.8219 | 1.7269 | 1.7152 | 1.7062 | 1.6441 | 1.4705 | 1.3325 | 1.2271 | 1.1144 | 0.99606 | 0.95351 | 0.91559 | 0.91387 | 0.8898 | 0.85437 | 0.83903 | 0.83008 | 0.86158 | 0.85576 | 0.85576 | 0.85207 | 0.84492 | 0.79331 | 0.78728 | 0.808 | 0.7972 | 0.83934 | 0.84703 | 0.86189 | 0.86437
|  |  |  | Thin film a-Si/u-Si or Global Index (from Q4 2013) | 2.5496 | 2.3296 | 2.1993 | 2.1829 | 2.145 | 2.056 | 1.9057 | 1.9752 | 1.9078 | 1.9714 | 2.0692 | 2.0722 | 1.9993 | 1.9482 | 1.9434 | 1.994 | 1.989 | 1.8929 | 1.8151 | 1.6565 | 1.6275 | 1.4865 | 1.4119 | 1.3372 | 1.2518 | 1.1132 | 1.0897 | 1.0657 | 1.0187 | 0.94815 | 0.88285 | 0.82504 | 0.80195 | 0.81777 | 0.8115 | 0.79675 | 0.79228 | 0.78457 | 0.74923 | 0.73002 | 0.73454 | 0.72473 | 0.70681 | 0.65718 | 0.68357 | 0.67064 | 0.6699 | 0.6699 | 0.6699 | 0.65199 | 0.65199 | 0.65199 | 0.6487 | 0.6487 | 0.6487 | 0.6487 | 0.6487 | 0.6487 | 0.64651 | 0.64651 | 0.64651 | 0.62516 | 0.62516 | 0.62516 | 0.61048 | 0.61048 | 0.61048 | 0.5958 | 0.5958 | 0.5958 | 0.58112 | 0.58112 | 0.58112 | 0.56765 | 0.56765 | 0.56765 | 0.56047 | 0.56047 | 0.56047 | 0.55328 | 0.55328 | 0.55328 | 0.5461 | 0.5461 | 0.5461 | 0.50518 | 0.50518 | 0.50518 | 0.48413 | 0.48413 | 0.46 | 0.44483 | 0.44483 | 0.44483 | 0.431 | 0.431 | 0.431 | 0.42297 | 0.42297 | 0.42297 | 0.41513 | 0.41513 | 0.41513 | 0.40748 | 0.40748 | 0.40748 | 0.40125 | 0.40125 | 0.40125 | 0.39085 | 0.39085 | 0.39085 | 0.38204 | 0.38204 | 0.38204 | 0.37216 | 0.37216 | 0.37216 | 0.36375 | 0.36375 | 0.36375 | 0.33145 | 0.33145 | 0.33145 | 0.30316 | 0.30316 | 0.30316 | 0.29298 | 0.29298 | 0.29298 | 0.28316 | 0.28316 | 0.28316
|  |  |  | Thin film CdS/CdTe | [13 empty] | 1.6698 | 1.7064 | 1.6373 | 1.5712 | 1.5608 | 1.5654 | 1.4908 | 1.4116 | 1.2308 | 1.1739 | 1.0541 | 0.97702 | 0.87888 | 0.8627 | 0.85555 | 0.83897 | 0.80228 | 0.7547 | 0.71317 | 0.70346 | 0.71555 | 0.69346 | 0.67871 | 0.70259 | 0.63369 | 0.61702 | 0.6012 | 0.58763 | 0.57978 | 0.57429 | 0.51114 | 0.53496 | 0.52161
|  |  |  | All black | [83 empty] | 0.60278 | 0.58785 | 0.56988 | 0.57164 | 0.58493 | 0.58551 | 0.58117 | 0.58983 | 0.61801 | 0.63399 | 0.63974 | 0.6311 | 0.61738 | 0.58549 | 0.58873 | 0.59746 | 0.59586 | 0.58106 | 0.56005 | 0.52836 | 0.50488 | 0.49849 | 0.44335 | 0.43877 | 0.42086 | 0.43179 | 0.41561 | 0.41325 | 0.40003 | 0.43186 | 0.40717 | 0.43398 | 0.38572 | 0.36005 | 0.38945 | 0.39119 | 0.37994 | 0.38211 | 0.36631 | 0.37077 | 0.38722 | 0.38017 | 0.38156 | 0.3714 | 0.37829 | 0.3785 | 0.36556 | 0.35326 | 0.36697 | 0.38943 | 0.39502
|  |  |  | High efficiency | [83 empty] | 0.68393 | 0.63307 | 0.62575 | 0.60527 | 0.59604 | 0.58551 | 0.60442 | 0.60186 | 0.61801 | 0.6335 | 0.65229 | 0.6311 | 0.62973 | 0.59795 | 0.60126 | 0.59746 | 0.58319 | 0.55579 | 0.52353 | 0.50435 | 0.48084 | 0.46288 | 0.43137 | 0.41837 | 0.42086 | 0.42012 | 0.40407 | 0.40177 | 0.40003 | 0.39777 | 0.38455 | 0.3883 | 0.37437 | 0.38255 | 0.35607 | 0.36883 | 0.35759 | 0.37087 | 0.35521 | 0.35987 | 0.37616 | 0.3693 | 0.35976 | 0.36015 | 0.35537 | 0.35484 | 0.35377 | 0.35326 | 0.36697 | 0.37726 | 0.38305
|  |  |  | Mainstream | [83 empty] | 0.52164 | 0.49741 | 0.49166 | 0.47077 | 0.47244 | 0.47291 | 0.48819 | 0.48376 | 0.50895 | 0.52211 | 0.52685 | 0.50625 | 0.48156 | 0.46092 | 0.46347 | 0.47034 | 0.45641 | 0.44211 | 0.41395 | 0.39627 | 0.38467 | 0.36793 | 0.34749 | 0.3439 | 0.31565 | 0.31509 | 0.31171 | 0.29846 | 0.3086 | 0.29549 | 0.30538 | 0.29693 | 0.3063 | 0.29254 | 0.27818 | 0.27942 | 0.27937 | 0.26972 | 0.27751 | 0.28353 | 0.28765 | 0.28241 | 0.27255 | 0.27011 | 0.25219 | 0.24839 | 0.24764 | 0.24728 | 0.26043 | 0.26773 | 0.27532
|  |  |  | Low cost | [83 empty] | 0.37094 | 0.31653 | 0.32405 | 0.32505 | 0.29259 | 0.30402 | 0.31383 | 0.32992 | 0.35142 | 0.35991 | 0.35123 | 0.34614 | 0.33339 | 0.32389 | 0.32568 | 0.33051 | 0.34231 | 0.31579 | 0.2922 | 0.2882 | 0.26446 | 0.27298 | 0.25163 | 0.24903 | 0.23381 | 0.22173 | 0.20781 | 0.22958 | 0.22859 | 0.2273 | 0.2262 | 0.21699 | 0.22689 | 0.21378 | 0.21142 | 0.20118 | 0.21232 | 0.21353 | 0.18871 | 0.19629 | 0.19914 | 0.18465 | 0.18533 | 0.18007 | 0.17195 | 0.17742 | 0.18868 | 0.17663 | 0.17757 | 0.19472 | 0.19152
|  |  |  | Bifacial | [117 empty] | 0.42283 | 0.43589 | 0.42464 | 0.44954 | 0.43291 | 0.4253 | 0.43147 | 0.41275 | 0.39247 | 0.38266 | 0.37829 | 0.3785 | 0.36556 | 0.36503 | 0.37881 | 0.4016 | 0.40699
Bottom chart
|  | 2013 | 2020 | 2013-2020
| Country Names | 2020 USD/W | 2020 USD/W | % Difference
| Australia | 0.80426 | 0.27291 | -66.07%
| Brazil | 0.7484 | 0.21709 | -70.99%
| Canada | 0.99415 | 0.43556 | -56.19%
| China | 0.75957 | 0.25795 | -66.04%
| France | 0.77074 | 0.236 | -69.38%
| Germany | 0.73723 | 0.23396 | -68.26%
| India | 0.73723 | 0.22372 | -69.65%
| Italy | 0.80426 | 0.28018 | -65.16%
| Japan | 0.96064 | 0.36686 | -61.81%
| Republic of Korea | 0.77074 | 0.28193 | -63.42%
| South Africa | 0.79308 | 0.4072 | -48.66%
| Spain | 0.76204 | 0.25064 | -67.11%
| United Kingdom | 0.73723 | 0.28848 | -60.87%
| United States | 0.83777 | 0.35606 | -57.5%

## Figure 3.3
Figure 3.3 Total installed PV system cost and weighted averages for utility-scale systems, 2010-2020
Total installed cost (2020 USD/kW)
|  | 2010 | 2011 | 2012 | 2013 | 2014 | 2015 | 2016 | 2017 | 2018 | 2019 | 2020
| 5th percentile | 3402.4247 | 2607.0385 | 2084.5438 | 1699.8646 | 1421.5209 | 1206.0184 | 1032.3231 | 836.9126 | 805.8349 | 718.1976 | 572.2093
| Weighted average | 4730.681 | 4007.0549 | 3021.451 | 2646.9726 | 2392.5386 | 1823.2108 | 1656.9289 | 1431.6644 | 1222.7294 | 1009.2848 | 882.7676
| 95th percentile | 7923.6712 | 7777.0508 | 6669.8251 | 5357.5399 | 5279.26 | 4128.615 | 3268.0426 | 3014.0096 | 2778.6563 | 2347.5836 | 2346.4

## Figure 3.4
Figure 3.4 Utility-scale solar PV total installed cost trends in selected countries, 2010-2020
|  |  | Total installed cost (2020 USD/kW) | 2010 | 2011 | 2012 | 2013 | 2014 | 2015 | 2016 | 2017 | 2018 | 2019 | 2020
| Solar Photovoltaic | Australia | Weighted average | 6989.9052 | 6857.8748 | 4967.4014 | 2915.5588 | 3043.1711 | 2262.8561 | 1948.3765 | 1994.3984 | 1537.8697 | 1260.5507 | 1060.505
|  |  | Percentage change from first year of data | 2020: -84.83%
|  | China | Weighted average | 3994.3174 | 3457.9866 | 2775.0236 | 2143.0585 | 1784.4935 | 1378.738 | 1248.0609 | 1170.8676 | 889.8959 | 804.0069 | 650.7386
|  |  | Percentage change from first year of data | 2020: -83.71%
|  | France | Weighted average | 5535.716 | 5659.3138 | 5214.67 | 3284.0657 | 2397.3969 | 1578.0143 | 1335.642 | 1254.9852 | 1086.7092 | 990.7265 | 942.3747
|  |  | Percentage change from first year of data | 2020: -82.98%
|  | Germany | Weighted average | 3749.3847 | 2994.3131 | 2369.4519 | 2031.1114 | 1619.2596 | 1295.0482 | 1175.7144 | 1127.4593 | 1126.3873 | 909.5115 | 699.613
|  |  | Percentage change from first year of data | 2020: -81.34%
|  | India | Weighted average | 5111.8314 | 3149.2214 | 2762.8126 | 2843.8681 | 1930.0276 | 1315.185 | 1132.0531 | 1128.9268 | 802.0255 | 625.6935 | 595.9188
|  |  | Percentage change from first year of data | 2020: -88.34%
|  | Italy | Weighted average | 5274.1498 | 4978.4383 | 2601.4631 | 2059.9313 | 1995.5224 |  |  | 983.9128 | 880.7018 | 840.0928 | 780.7417
|  |  | Percentage change from first year of data | 2020: -85.2%
|  | Japan | Weighted average |  | 5496.0169 | 4031.3353 | 3387.731 | 3106.997 | 2247.2862 | 2465.8231 | 2236.7496 | 2126.2356 | 2094.7469 | 1832.0954
|  |  | Percentage change from first year of data | 2020: -66.67%
|  | Netherlands | Weighted average | 2016: 1160.6674; 2017: 1566.3247; 2018: 1181.9119; 2019: 1134.7439; 2020: 1068.4249
|  |  | Percentage change from first year of data | 2020: -7.947%
|  | Republic of Korea | Weighted average | 9100.0815 | 5982.9831 | 2317.848 | 2694.5561 | 2237.7265 | 2116.425 | 2088.5949 | 1600.1274 | 1341.8492 | 1267.0252 | 948.8146
|  |  | Percentage change from first year of data | 2020: -89.57%
|  | Spain | Weighted average | 4727.8275 | 3302.6101 | 2720.3927 | 2337.4946 | 2343.8084 | 1209.0023 |  |  |  | 775.4946 | 760.9511
|  |  | Percentage change from first year of data | 2020: -83.9%
|  | Turkey | Weighted average | 2016: 1585.2063; 2017: 1271.4587; 2018: 1220.1676; 2019: 932.1123; 2020: 826.7567
|  |  | Percentage change from first year of data | 2020: -47.85%
|  | Ukraine | Weighted average | 2011: 4980.7329; 2013: 4060.3516; 2017: 1239.8696; 2018: 1359.7863; 2019: 881.3981; 2020: 855.4116
|  |  | Percentage change from first year of data | 2020: -82.83%
|  | United Kingdom | Weighted average | 5983.676 | 4755.9974 | 2814.0351 | 2333.3764 | 1966.4264 | 1547.3061 | 1482.1403 | 1282.0492 | 1378.2976 | 1029.7322 | 845.6152
|  |  | Percentage change from first year of data | 2020: -85.87%
|  | United States | Weighted average | 4722.6057 | 4588.7113 | 4484.3754 | 3961.4484 | 2920.0481 | 2606.4476 | 2247.6361 | 1895.2363 | 1567.1258 | 1235.2283 | 1100.6426
|  |  | Percentage change from first year of data | 2020: -76.69%
|  | Viet Nam | Weighted average | 2016: 2276.422; 2017: 2903.4379; 2019: 1067.1485; 2020: 949.1701
Percentage change from first year of data

## Figure 3.5
Figure 3.5 Detailed breakdown of utility-scale solar PV total installed costs by country, 2020
Total installed cost (2020 USD/kW)
|  | Category | Cost Component | Russian Federation | Japan | Canada | Argentina | South Africa | Brazil | United States | Indonesia | Australia | Saudi Arabia | Republic of Korea | France | Mexico | Turkey | Italy | Spain | Germany | China | India
|  | Module and inverter hardware | Modules | 333 | 366.8601 | 435.5577 | 258.1247 | 407.1969 | 217.0915 | 356.0616 | 390 | 272.9057 | 285.4509 | 281.9311 | 236 | 269.3707 | 310.3108 | 280.1815 | 250.6429 | 233.9633 | 257.9528 | 223.7197
|  |  | Inverters | 49.5 | 132.0327 | 57.1594 | 40.1681 | 75.3834 | 43.8716 | 67 | 64.1231 | 39.918 | 73.8137 | 53.4336 | 42.1019 | 41.4004 | 49.5541 | 39.6711 | 41.6999 | 32.6356 | 33.7912 | 33.8602
|  | BoS hardware | Racking and mounting | 79.25 | 81.459 | 97.514 | 41.8468 | 119.7347 | 123.0455 | 85.5743 | 77.1761 | 94.1964 | 56.8727 | 55.0418 | 118.9552 | 95.6026 | 57.8438 | 55.4322 | 78.5956 | 57.1162 | 16.2164 | 56.5747
|  |  | Grid connection | 46.25 | 101.1908 | 70.2444 | 55.2602 | 106.977 | 91.6183 | 79.5187 | 71.3524 | 42.0892 | 36.9812 | 74.6321 | 131.6446 | 58.2058 | 52.4943 | 47.2487 | 78.771 | 67.0001 | 56.8984 | 33.1766
|  |  | Cabling/ wiring | 36.75 | 57.9647 | 46.5182 | 73.9909 | 83.1125 | 76.4086 | 64.5546 | 81.5939 | 51.5582 | 21.4233 | 55.1008 | 58.5924 | 47.5962 | 76.6607 | 33.4114 | 54.8107 | 36.7633 | 17.0001 | 37.9553
|  |  | Safety and security | 14 | 22.3149 | 13.8432 | 8.3533 | 60.4207 | 45.4235 | 27.3317 | 88.6207 | 9.5433 | 10.5103 | 12.6907 | 8.1212 | 25.207 | 9.6324 | 16.6863 | 3.8019 | 8.9189 | 9.5266 | 33.966
|  |  | Monitoring and control | 5.25 | 18.4415 | 12.396 | 5.3573 | 15.0967 | 33.3162 | 14.3739 | 27.5305 | 5.4654 | 8.8114 | 4.1945 | 3.614 | 20.3647 | 2.4636 | 3.6226 | 5.126 | 4.8145 | 2.4797 | 2.2983
|  | Installation | Mechanical installation | 296.3779 | 485.6381 | 142.422 | 132.1069 | 42.3912 | 163.8098 | 171.3833 | 9.6689 | 124.7211 | 76.4674 | 69.2547 | 102.2492 | 61.4445 | 49.1411 | 93.639 | 74.8704 | 60.0292 | 61.6266 | 29.1919
|  |  | Electrical installation | 248.3613 | 316.5533 | 92.5827 | 115.4646 | 27.0449 | 93.694 | 27.5188 | 8.4215 | 105.1634 | 28.8451 | 48.2273 | 73.4103 | 30.9961 | 35.0273 | 60.7708 | 57.7984 | 46.9402 | 40.9587 | 20.4031
|  |  | Inspection | 97.6888 | 45.2443 | 32.9942 | 39.1886 | 4.0087 | 11.3176 | 7.7194 | 12.8574 | 37.5274 | 11.7362 | 11.3847 | 8.4486 | 10.449 | 3.3245 | 3.845 | 11.2276 | 11.6131 | 9.5426 | 5.6499
|  | Soft costs | Margin | 334.4599 | 95.9773 | 174.2474 | 242.3377 | 65.9336 | 54.4338 | 125.1956 | 218.2243 | 114.3242 | 219.9708 | 91.3807 | 84.9161 | 115.6735 | 49.7087 | 91.4007 | 56.532 | 91.2006 | 67.3348 | 23.6437
|  |  | Financing costs | 74.5084 | 18.1704 | 11.0832 | 31.6732 | 39.8277 | 53.1292 | 14.6385 | 7.161 | 54.557 | 38.7121 | 92.0035 | 4.2729 | 20.9395 | 35.0597 | 11.0476 | 4.8928 | 3.8572 | 41.4253 | 52.447
|  |  | System design | 97.6888 | 4.0941 | 41.9775 | 38.428 | 15.6303 | 28.9496 | 28.2456 | 3.6592 | 26.2555 | 30.9149 | 7.8676 | 7.5463 | 15.1575 | 8.175 | 12.6867 | 4.2906 | 9.0003 | 6.2505 | 12.0564
|  |  | Permitting | 175.5087 | 39.132 | 13.2906 | 77.6166 | 47.7238 | 41.4642 | 6.4613 | 9.0187 | 46.7263 | 16.1337 | 59.425 | 38.5559 | 9.3325 | 48.0352 | 25.063 | 30.6691 | 19.5218 | 9.2393 | 13.4729
|  |  | Incentive application | 0 | 38.7989 | 24.0799 | 0 | 17.5373 | 12.4907 | 17.4698 | 0 | 19.1156 | 76.4894 | 27.8126 | 19.6356 | 33.7723 | 38.1315 | 0 | 0 | 5.1102 | 14.1587 | 7.5678
|  |  | Customer acquisition | 0 | 8.2233 | 8.6238 | 6.809 | 19.4835 | 13.2348 | 7.5952 | 3.9159 | 16.4384 | 15.1478 | 4.4338 | 4.3105 | 10.3311 | 1.194 | 6.035 | 7.2225 | 11.1285 | 6.3369 | 9.9353

## Figure 3.6
Figure 3.6 Detailed breakdown of utility-scale solar PV total installed costs in selected European countries and Chile
Total installed cost (2020 USD/kW)
|  | Category | Cost Component | Ireland | Estonia | Cyprus | Netherlands | Chile | Croatia | Hungary | Portugal | Sweden | Luxembourg | Denmark | Romania | Malta | Poland | Greece | Bulgaria | Austria | Czech Republic
|  | Module and inverter hardware | Modules | 333.54 | 502.8498 | 337.7628 | 261.0503 | 341.0889 | 422.252 | 315.3355 | 306.816 | 348.825 | 245.82 | 282.1223 | 300.4538 | 270.2082 | 286.3048 | 257.8066 | 242.0278 | 309.3023 | 348.84
|  |  | Inverters | 50.49 | 67.8504 | 65.127 | 40.3942 | 55.595 | 58.293 | 58.4738 | 53.4305 | 52.504 | 32.64 | 37.5803 | 40.3537 | 40.2288 | 39.8394 | 40.0094 | 37.6342 | 39.777 | 29.58
|  | BoS hardware | Racking and mounting | 48.41 | 61.77 | 152.77 | 79.2075 | 120.401 | 92.25 | 74.3363 | 66.2857 | 66.2637 | 45 | 92.0209 | 110.375 | 90.26 | 79.9439 | 81.4596 | 52.2392 | 64.3934 | 91.34
|  |  | Grid connection | 63.835 | 51.08 | 121.85 | 45.1288 | 87.8951 | 91.6 | 72.7421 | 93.4286 | 59.0323 | 25 | 42.9993 | 40.25 | 37.43 | 72.5305 | 81.5039 | 95.5725 | 11.5529 | 27.89
|  |  | Cabling/ wiring | 66.28 | 85.53 | 22.85 | 14.4078 | 66.7471 | 58.1275 | 36.5412 | 75.2457 | 18.7778 | 12 | 18.1866 | 32.75 | 12.73 | 20.0905 | 14.4725 | 35.7151 | 26.7329 | 10.03
|  |  | Safety and security | 20.66 | 35.64 | 42.8 | 20.2561 | 51.5415 | 39.8 | 45.3462 | 4.75 | 20.771 | 4 | 23.9393 | 12.9375 | 18.5 | 25.3733 | 27.6341 | 9.5747 | 5.0142 | 23.49
|  |  | Monitoring and control | 4.63 | 23.76 | 4.4 | 3.8986 | 16.8284 | 5.7 | 7.598 | 8.16 | 3.9612 | 2.5 | 4.3747 | 19.75 | 4.03 | 3.3386 | 3.2533 | 7.6604 | 5.4231 | 3.61
|  | Installation | Mechanical installation | 200.7748 | 84.1792 | 71.2253 | 167.3614 | 37.0462 | 52.1956 | 31.42 | 88.7961 | 107.2265 | 119.522 | 83.5625 | 31.128 | 79.7432 | 62.9031 | 61.0768 | 32.7589 | 62.801 | 46.2836
|  |  | Electrical installation | 119.9875 | 64.5711 | 62.5739 | 149.8289 | 31.0562 | 42.2562 | 34.6059 | 86.9223 | 76.3039 | 108.8978 | 65.3699 | 26.5019 | 65.3692 | 62.1033 | 56.1872 | 41.7455 | 108.8842 | 31.4804
|  |  | Inspection | 23.3313 | 24.219 | 23.0803 | 22.0514 | 22.0217 | 13.959 | 25.8088 | 24.4322 | 7.5461 | 5.3121 | 9.7424 | 23.6008 | 10.3313 | 8.8246 | 15.9253 | 11.7305 | 7.5424 | 8.638
|  | Soft costs | Margin | 79.4678 | 113.0091 | 128.9896 | 219.2971 | 75.8661 | 97.5682 | 127.0665 | 61.6343 | 46.5446 | 151.3945 | 91.6299 | 86.6408 | 96.3507 | 81.0421 | 82.3204 | 121.6388 | 64.1062 | 76.3225
|  |  | Financing costs | 81.9388 | 9.2217 | 43.0422 | 9.3669 | 90.5477 | 13.7933 | 9.339 | 6.6548 | 3.1881 | 5.5777 | 3.9129 | 8.7033 | 9.3955 | 4.0714 | 26.3743 | 3.4737 | 4.7405 | 4.2358
|  |  | System design | 10.1608 | 25.3644 | 6.9994 | 12.7586 | 9.3671 | 9.7022 | 5.5563 | 6.2647 | 31.6973 | 14.8738 | 6.1929 | 19.3668 | 16.308 | 4.7865 | 5.4978 | 8.7228 | 5.562 | 3.9475
|  |  | Permitting | 91.8921 | 25.3644 | 2.004 | 12.9422 | 25.3586 | 25.9377 | 71.193 | 35.0822 | 14.7462 | 6.3745 | 6.5776 | 12.4669 | 7.4116 | 5.1279 | 1.3498 | 22.3972 | 3.8977 | 6.5422
|  |  | Incentive application | 31.4609 | 7.5229 | 0 | 4.1789 | 9.2946 | 0 | 22.9539 | 2.7967 | 1.4024 | 8.2337 | 0 | 0 | 5.9268 | 1.4167 | 0 | 5.3655 | 2.6803 | 0
|  |  | Customer acquisition | 2.901 | 17.2979 | 6.2955 | 6.2962 | 6.4169 | 12.4733 | 5.0046 | 14.4087 | 2.5415 | 2.3904 | 3.4135 | 5.0965 | 2.9696 | 3.3429 | 4.1601 | 10.2233 | 0 | 1.63

## Table 3.1
Table 3.1 Residential and commercial sector solar PV total installed cost by country or state, 2010-2020
| Sector | Market | 2010 | 2011 | 2012 | 2013 | 2014 | 2015 | 2016 | 2017 | 2018 | 2019 | 2020
2020 USD/kW
| Residential | Australia | 7 803 | 6 196 | 4 350 | 3 712 | 3 463 | 2 223 | 2 011 | 1 758 | 1 575 | 1 307 | 1 219
|  | Brazil |  |  |  | 3 992 | 3 699 | 3 497 | 2 694 | 2 150 | 1 623 | 1 308 | 982
|  | China |  |  | 2 856 | 2 460 | 2 356 | 1 692 | 1 609 | 1 453 | 1 091 | 850 | 746
|  | France |  | 9 909 | 7 029 | 5 839 | 4 280 | 2 386 | 2 199 | 1 989 | 1 935 | 1 875 | 1 840
|  | Germany | 4 326 | 3 676 | 2 743 | 2 442 | 2 254 | 1 770 | 1 723 | 1 664 | 1 766 | 1 608 | 1 609
|  | India |  |  |  | 2 401 | 2 301 | 1 518 | 1 341 | 1 105 | 926 | 850 | 658
|  | Italy | 7 028 | 6 176 | 4 077 | 3 702 | 2 466 | 2 006 | 1 823 | 1 695 | 1 544 | 1 477 | 1 357
|  | Japan | 7 397 | 7 311 | 6 308 | 4 654 | 3 814 | 3 351 | 2 960 | 2 716 | 2 388 | 2 276 | 2 192
|  | Malaysia |  |  |  | 2 903 | 2 893 | 2 451 | 2 252 | 1 813 | 1 483 | 1 205 | 1 083
|  | Republic of Korea |  |  |  | 3 071 | 3 091 | 2 190 | 2 102 | 1 726 | 1 544 | 1 456 | 1 196
|  | South Africa |  |  |  | 4 187 | 3 726 | 3 145 | 2 950 | 2 631 | 2 256 | 1 864 | 1 575
|  | Spain |  |  |  | 2 903 | 2 466 | 1 778 | 1 652 | 1 526 | 1 462 | 1 426 | 1 397
|  | Switzerland |  |  |  | 3 908 | 3 480 | 3 253 | 3 196 | 3 118 | 2 786 | 2 582 | 2 516
|  | Thailand |  |  |  | 4 065 | 3 156 | 2 830 | 2 757 | 2 389 | 1 966 | 1 488 | 1 354
|  | United Kingdom |  |  |  | 3 338 | 3 514 | 3 041 | 2 699 | 2 723 | 2 627 | 2 465 | 2 218
|  | California (US) | 7 844 | 7 409 | 6 395 | 5 537 | 5 214 | 5 290 | 5 111 | 4 581 | 4 343 | 4 164 | 4 236
|  | Other US states | 7 793 | 7 130 | 5 762 | 4 977 | 5 010 | 4 981 | 4 328 | 3 888 | 3 744 | 3 675 | 3 520
| Commercial | Australia |  |  |  |  | 2 879 | 2 247 | 1 979 | 1 694 | 1 580 | 1 384 | 1 282
|  | Brazil | [6 empty] | 2 151 | 1 583 | 1 242 | 984 | 710
|  | China |  | 3 230 | 2 524 | 2 142 | 1 680 | 1 419 | 1 299 | 1 240 | 947 | 769 | 691
|  | France | 8 632 | 4 193 | 2 922 | 2 966 | 2 913 | 2 288 | 1 876 | 2 163 | 2 022 | 1 697 | 1 348
|  | Germany |  | 3 536 | 2 284 | 1 949 | 1 710 | 1 282 | 1 369 | 1 305 | 1 274 | 1 127 | 1 136
|  | India | [7 empty] | 1 021 | 912 | 827 | 651
|  | Italy | 5 466 | 4 663 | 2 630 | 2 076 | 2 039 | 1 589 | 1 459 | 1 326 | 1 194 | 1 153 | 1 067
|  | Japan |  |  | 5 298 | 4 260 | 3 158 | 2 449 | 2 382 | 2 295 | 2 100 | 2 003 | 1 717
|  | Malaysia |  |  |  |  | 2 680 | 1 906 | 1 838 | 1 285 | 1 065 | 932 | 881
|  | Republic of Korea | [7 empty] | 1 663 | 1 462 | 1 305 | 1 060
|  | Spain |  | 4 354 | 3 799 | 3 559 | 3 204 | 1 453 | 1 437 | 1 263 | 1 153 | 1 092 | 849
|  | United Kingdom | [6 empty] | 1 906 | 1 750 | 1 681 | 1 572 | 1 545
|  | Arizona (US) | 7 112 | 6 289 | 5 542 | 4 391 | 3 615 | 3 878 | 3 476 | 3 143 | 2 718 | 2 782 | 2 600
|  | California (US) | 6 565 | 6 338 | 5 027 | 4 687 | 3 710 | 3 610 | 3 739 | 3 545 | 3 234 | 3 132 | 2 974
|  | Massachusetts (US) | 7 014 | 6 387 | 5 029 | 4 277 | 4 050 | 3 748 | 3 662 | 3 100 | 3 041 | 3 077 | 2 726
|  | New York (US) | 7 389 | 6 624 | 5 538 | 4 296 | 3 829 | 3 540 | 3 291 | 2 860 | 2 709 | 2 677 | 2 815
Source: IRENA Renewable Cost Database

## Table 3.2
Table 3.2 Global weighted-average capacity factors for utility-scale PV systems by year of commissioning, 2010–2020
Year | 5th percentile | Weighted average | 95th percentile
2010 | 10.4% | 13.8% | 23%
2011 | 10.1% | 15.2% | 26%
2012 | 10.5% | 15.1% | 25.3%
2013 | 11.9% | 16.4% | 23%
2014 | 10.8% | 16.6% | 24.4%
2015 | 10.8% | 16.5% | 29%
2016 | 10.7% | 16.7% | 25.9%
2017 | 11.5% | 17.5% | 27%
2018 | 12.3% | 17.9% | 27%
2019 | 10.7% | 17.5% | 23.9%
2020 | 9.9% | 16.1% | 20.8%
Source: IRENA Renewable Cost Database Note: These capacity factors are the AC-to-DC capacity factors, given that installed cost data in this report for solar PV (only) are expressed as per kilowatt DC.

## Figure 3.7
Figure 3.7 Global average inverter load ratio trend, 2010-2020
| ILR average | 2010 | 2011 | 2012 | 2013 | 2014 | 2015 | 2016 | 2017 | 2018 | 2019 | 2020
| 1-axis | 1.1944 | 1.2183 | 1.2213 | 1.2424 | 1.2724 | 1.2599 | 1.2708 | 1.2581 | 1.2517 | 1.2526 | 1.235
| fixed | 1.1916 | 1.1998 | 1.2073 | 1.2146 | 1.2383 | 1.2399 | 1.2326 | 1.2341 | 1.2415 | 1.2318 | 1.2222

## Figure B3.1
Figure B3.1 Behind-the-meter residential lithium-ion battery system prices in Germany, Australia, France, Italy and the United Kingdom, 2014-2020
2020 USD/kWh
| Germany | 2014 | 2015 | 2016 | 2017 | 2018 | 2019 | 2020
| 5th percentile | 1776.744 | 770.3627 | 623.0616 | 510.977 | 500.405 | 464.1142 | 452.8618
| median | 2691.4169 | 1754.9584 | 1213.5275 | 1067.9033 | 983.3489 | 785.9419 | 776.2267
| 95th percentile | 4209.5123 | 3058.5431 | 2090.8764 | 1689.7096 | 1597.8945 | 1365.6891 | 1313.163
2020 USD/kWh
|  | 2020 | 2021-Q1
| Australia | 669.5244
| Italy |  | 1069.4616
| France |  | 954.779
| UK |  | 752.1263

## Figure 3.8
Figure 3.8 Global utility-scale solar PV project levelised cost of electricity and range, 2010-2020
Solar Photovoltaic
| LCOE (2020 USD/kWh) | 2010 | 2011 | 2012 | 2013 | 2014 | 2015 | 2016 | 2017 | 2018 | 2019 | 2020
| 5th percentile | 0.18962 | 0.16102 | 0.13013 | 0.11489 | 0.092192 | 0.072606 | 0.0689 | 0.050917 | 0.04629 | 0.045746 | 0.039134
| Weighted average | 0.38056 | 0.28926 | 0.21746 | 0.16812 | 0.15429 | 0.11731 | 0.10383 | 0.083433 | 0.070431 | 0.060935 | 0.056669
| 95th percentile | 0.51036 | 0.48726 | 0.40689 | 0.35698 | 0.34548 | 0.26823 | 0.24294 | 0.20445 | 0.1873 | 0.16238 | 0.16272

## Figure B3.2
Figure B3.2 Drivers of the decline of LCOE of utility-scale solar PV (2010-2020)
2020 USD/kWh
| Germany | 2014 | 2015 | 2016 | 2017 | 2018 | 2019 | 2020
| 5th percentile | 1776.744 | 770.3627 | 623.0616 | 510.977 | 500.405 | 464.1142 | 452.8618
| median | 2691.4169 | 1754.9584 | 1213.5275 | 1067.9033 | 983.3489 | 785.9419 | 776.2267
| 95th percentile | 4209.5123 | 3058.5431 | 2090.8764 | 1689.7096 | 1597.8945 | 1365.6891 | 1313.163
2020 USD/kWh
|  | 2020 | 2021-Q1
| Australia | 669.5244
| Italy |  | 1069.4616
| France |  | 954.779
| UK |  | 752.1263
|  |  | 2020 USD/kWh negative | Share Of Decline 2010-2020
| 2010 | 2010 | 0.381
| TIC | Module | 0.15 | 46%
| TIC | Other soft costs | 0.046 | 14%
| TIC | Installation/EPC/development | 0.038 | 12%
| TIC | Inverter | 0.029 | 9%
| TIC | Racking and mounting | 0.022 | 7%
| TIC | Other BoS hardware | 0.008 | 2%
| Finance | WACC | 0.014 | 4%
| Performance | capacity factor | 0.013 | 4%
| Opex | all-in O&M | 0.006 | 2%
| 2020 | Total | 0.057 | 100%

## Figure 3.9
Figure 3.9 Utility-scale solar PV weighted average cost of electricity in selected countries, 2010-2020
| LCOE (2020 USD/kWh) | 2010 | 2011 | 2012 | 2013 | 2014 | 2015 | 2016 | 2017 | 2018 | 2019 | 2020 | Percentage change from first year of data
| Australia | 0.38027 | 0.39317 | 0.24236 | 0.14164 | 0.11873 | 0.1041 | 0.081454 | 0.090965 | 0.076062 | 0.073659 | 0.056903 | -85.04%
| China | 0.30456 | 0.24807 | 0.18492 | 0.14831 | 0.11319 | 0.086136 | 0.076406 | 0.068415 | 0.053442 | 0.050616 | 0.043779 | -85.63%
| France | 0.35536 | 0.37061 | 0.40185 | 0.23587 | 0.16126 | 0.11599 | 0.093627 | 0.086074 | 0.07451 | 0.07026 | 0.064084 | -81.97%
| Germany | 0.33758 | 0.29241 | 0.24008 | 0.19438 | 0.14599 | 0.11794 | 0.10523 | 0.098674 | 0.095942 | 0.078665 | 0.066286 | -80.36%
| India | 0.3089 | 0.19886 | 0.17127 | 0.17305 | 0.11428 | 0.075841 | 0.072426 | 0.067016 | 0.049259 | 0.039468 | 0.037821 | -87.76%
| Italy | 0.3796 | 0.36552 | 0.1862 | 0.16714 | 0.13991 |  |  | 0.07211 | 0.064093 | 0.060155 | 0.05788 | -84.75%
| Japan |  | 0.4024 | 0.29925 | 0.24965 | 0.22649 | 0.1655 | 0.17069 | 0.13803 | 0.13099 | 0.12363 | 0.11854 | -70.54%
| Netherlands | 2016: 0.12544; 2017: 0.14506; 2018: 0.11303; 2019: 0.11125; 2020: 0.10739 | -14.39%
| Republic of Korea | 0.50298 | 0.43041 | 0.17522 | 0.20995 | 0.16387 | 0.15272 | 0.1484 | 0.10119 | 0.084431 | 0.078627 | 0.060787 | -87.91%
| Spain | 0.29237 | 0.20599 | 0.16803 | 0.12991 | 0.12635 | 0.074577 |  |  |  | 0.049424 | 0.046058 | -84.25%
| Turkey | 2016: 0.10284; 2017: 0.096667; 2018: 0.075613; 2019: 0.067952; 2020: 0.051885 | -49.55%
| Ukraine | 2011: 0.44836; 2013: 0.33839; 2017: 0.1073; 2018: 0.10795; 2019: 0.073375; 2020: 0.070435 | -84.29%
| United Kingdom | 0.47895 | 0.45259 | 0.27241 | 0.2256 | 0.18888 | 0.15042 | 0.14594 | 0.12225 | 0.12785 | 0.096939 | 0.084156 | -82.43%
| United States | 0.20381 | 0.24025 | 0.20773 | 0.20701 | 0.1426 | 0.1331 | 0.12145 | 0.08888 | 0.069477 | 0.058864 | 0.057254 | -71.91%
| Viet Nam | 2016: 0.16581; 2017: 0.24257; 2019: 0.071783; 2020: 0.064746 | -60.95%

## Table 3.3
Table 3.3 Residential and commercial sector solar PV levelised cost of electricity by country or state, 2010-2019
Sector | Market | 2010 | 2011 | 2012 | 2013 | 2014 | 2015 | 2016 | 2017 | 2018 | 2019 | 2020
2020 USD/ kWh
Residential | Australia | 0.322 | 0.26 | 0.189 | 0.165 | 0.155 | 0.107 | 0.099 | 0.089 | 0.082 | 0.072 | 0.069
| Brazil |  |  |  | 0.263 | 0.246 | 0.235 | 0.188 | 0.157 | 0.126 | 0.108 | 0.089
| China |  |  | 0.164 | 0.145 | 0.14 | 0.108 | 0.104 | 0.097 | 0.079 | 0.068 | 0.063
| France |  | 0.72 | 0.522 | 0.44 | 0.333 | 0.203 | 0.19 | 0.176 | 0.172 | 0.168 | 0.165
| Germany | 0.304 | 0.264 | 0.206 | 0.187 | 0.175 | 0.145 | 0.142 | 0.139 | 0.145 | 0.135 | 0.135
| India |  |  |  | 0.133 | 0.129 | 0.094 | 0.086 | 0.075 | 0.067 | 0.064 | 0.055
| Italy | 0.409 | 0.363 | 0.25 | 0.23 | 0.163 | 0.139 | 0.129 | 0.122 | 0.114 | 0.11 | 0.104
| Japan | 0.46 | 0.455 | 0.397 | 0.301 | 0.253 | 0.226 | 0.204 | 0.189 | 0.171 | 0.164 | 0.159
| Malaysia |  |  |  | 0.187 | 0.186 | 0.163 | 0.152 | 0.128 | 0.11 | 0.095 | 0.089
| Republic of Korea |  |  |  | 0.226 | 0.227 | 0.171 | 0.166 | 0.143 | 0.131 | 0.126 | 0.11
| South Africa |  |  |  | 0.202 | 0.182 | 0.157 | 0.149 | 0.136 | 0.12 | 0.103 | 0.091
| Spain |  |  |  | 0.183 | 0.16 | 0.123 | 0.117 | 0.11 | 0.107 | 0.105 | 0.103
| Switzerland |  |  |  | 0.307 | 0.277 | 0.262 | 0.258 | 0.252 | 0.23 | 0.216 | 0.211
| Thailand |  |  |  | 0.252 | 0.203 | 0.185 | 0.181 | 0.161 | 0.138 | 0.112 | 0.104
| United Kingdom |  |  |  | 0.33 | 0.345 | 0.305 | 0.276 | 0.278 | 0.27 | 0.256 | 0.236
| California (US) | 0.309 | 0.293 | 0.256 | 0.224 | 0.212 | 0.215 | 0.209 | 0.189 | 0.18 | 0.174 | 0.176
| Other US states | 0.307 | 0.283 | 0.233 | 0.204 | 0.205 | 0.204 | 0.18 | 0.164 | 0.158 | 0.156 | 0.15
Commercial | Australia |  |  |  |  | 0.133 | 0.108 | 0.098 | 0.087 | 0.083 | 0.075 | 0.071
| Brazil | [6 empty] | 0.157 | 0.124 | 0.104 | 0.093 | 0.075
| China |  | 0.182 | 0.148 | 0.13 | 0.108 | 0.095 | 0.089 | 0.087 | 0.072 | 0.064 | 0.06
| France | 0.632 | 0.327 | 0.24 | 0.243 | 0.239 | 0.196 | 0.168 | 0.187 | 0.178 | 0.155 | 0.131
| Germany |  | 0.255 | 0.177 | 0.156 | 0.142 | 0.115 | 0.12 | 0.116 | 0.114 | 0.105 | 0.106
| India | [7 empty] | 0.071 | 0.066 | 0.063 | 0.055
| Italy | 0.325 | 0.282 | 0.172 | 0.142 | 0.14 | 0.116 | 0.109 | 0.102 | 0.095 | 0.093 | 0.088
| Japan |  |  | 0.339 | 0.279 | 0.215 | 0.174 | 0.17 | 0.165 | 0.154 | 0.148 | 0.132
| Malaysia |  |  |  |  | 0.175 | 0.133 | 0.13 | 0.1 | 0.088 | 0.081 | 0.078
| Republic of Korea | [7 empty] | 0.139 | 0.126 | 0.116 | 0.101
| Spain |  | 0.259 | 0.23 | 0.217 | 0.199 | 0.106 | 0.105 | 0.096 | 0.091 | 0.087 | 0.075
| United Kingdom | [6 empty] | 0.209 | 0.196 | 0.19 | 0.181 | 0.179
| Arizona (US) | 0.282 | 0.252 | 0.224 | 0.182 | 0.154 | 0.163 | 0.149 | 0.136 | 0.121 | 0.123 | 0.116
| California (US) | 0.262 | 0.254 | 0.206 | 0.193 | 0.157 | 0.153 | 0.158 | 0.151 | 0.14 | 0.136 | 0.13
| Massachusetts (US) | 0.438 | 0.402 | 0.323 | 0.28 | 0.267 | 0.249 | 0.244 | 0.212 | 0.208 | 0.21 | 0.19
| New York (US) | 0.444 | 0.401 | 0.34 | 0.271 | 0.245 | 0.229 | 0.215 | 0.191 | 0.183 | 0.181 | 0.188
Source: IRENA Renewable Cost Database Note: Unlike all other LCOE data presented in this report, the LCOE data in this table is calculated using a fixed, 5% WACC assumption.

## Figure 4.1
Figure 4.1 Global weighted-average and range of total installed costs, capacity factors and LCOE for offshore wind, 2010-2020
Offshore wind 2010-2020
Total installed cost (2020 USD/kW)
|  | 2010 | 2011 | 2012 | 2013 | 2014 | 2015 | 2016 | 2017 | 2018 | 2019 | 2020
| 5th percentile | 3052.8527 | 3048.6235 | 3087.1086 | 2169.7829 | 2260.1503 | 3072.9502 | 2891.6369 | 2808.4266 | 2198.5238 | 2947.9989 | 2688.931
| Weighted average | 4705.9234 | 5389.8647 | 4769.8979 | 5041.0403 | 5307.9025 | 5323.2963 | 4194 | 4735 | 4631 | 3722.5006 | 3184.9083
| 95th percentile | 6504.3268 | 6863.7411 | 5970.9944 | 5911.2161 | 6563.0476 | 6492.7128 | 11830.4097 | 5699.6177 | 5826.6937 | 6000.7373 | 5590.1068
Capacity factor (%)
|  | 2010 | 2011 | 2012 | 2013 | 2014 | 2015 | 2016 | 2017 | 2018 | 2019 | 2020
| 5th percentile | 22.99% | 26.74% | 29.09% | 26.4% | 20.4% | 28% | 30.03% | 31.02% | 24.71% | 30.13% | 33.32%
| Weighted average | 37.92% | 38.14% | 39.87% | 45% | 35.06% | 41.87% | 39.61% | 44.73% | 43.14% | 42.31% | 40.05%
| 95th percentile | 49.4% | 41.7% | 44.1% | 54% | 44.8% | 48.5% | 46.8% | 51.1% | 48.5% | 53% | 46.8%
LCOE (2020 USD/kWh)
|  | 2010 | 2011 | 2012 | 2013 | 2014 | 2015 | 2016 | 2017 | 2018 | 2019 | 2020
| 5th percentile | 0.11379 | 0.11162 | 0.10787 | 0.092416 | 0.12468 | 0.10486 | 0.099001 | 0.096239 | 0.078449 | 0.077108 | 0.065645
| Weighted average | 0.16162 | 0.17089 | 0.14695 | 0.13902 | 0.16534 | 0.14223 | 0.11796 | 0.11355 | 0.11053 | 0.09297 | 0.084484
| 95th percentile | 0.26389 | 0.21781 | 0.20075 | 0.20692 | 0.19311 | 0.1993 | 0.34991 | 0.1557 | 0.17774 | 0.12646 | 0.19064

## Figure 4.2
Figure 4.2 Average distance from shore and water depth for offshore wind, 2000-2020
Offshore wind project characteristics
| Year | Avg. distance from shore (km) | Avg. water depth (m) | Turbine rating (MW)
| 2020 | 22 | 38 | 8
| 2020 | 42 | 48 | 7
| 2020 | 49.8 | 28 | 8.3
| 2020 | 6 | 50
| 2020 | 19.5 | 30 | 5.5
| 2020 | 8 | 38 | 8
| 2020 | 22.5 | 28.3 | 6.45
| 2020 | 40 | 38 | 8.4
| 2020 | 19 | 46 | 9.5
| 2020 | 50 | 39.9 | 8.4
| 2020 | 52 | 40 | 9.5
| 2020 | 105 | 40 | 7
| 2020 | 8 | 28 | 5.2
| 2020 | 12.4 | 25 | 5.45
| 2020 | 12.4 | 25 | 5.45
| 2020 | 1.5 | 18 | 3
| 2020 | 44.448 | 25.4 | 6
| 2020 | 8 | 20
| 2019 | 120 | 37 | 7
| 2019 | 100 | 40 | 7
| 2019 | 20.9 | 20 | 8.3
| 2019 | 45 | 33 | 6
| 2019 | 68 | 37 | 6.45
| 2019 | 23 | 35 | 8.4
| 2019 | 13.5 | 55 | 7
| 2019 | 12 | 15 | 6.45
| 2019 | 12 | 32 | 5.5
| 2019 | 42 | 15 | 4.2
| 2019 | 4.7 | 38 | 10
| 2019 | 95 | 40 | 8.13
| 2019 | 6 | 20 | 6
| 2019 | 65.5 | 35 | 6.33
| 2019 | 8 | 25 | 5
| 2019 | 40 | 17 | 6.45
| 2019 | 2.4 | 25 | 5.5
| 2019 | 40 | 17 | 6.45
| 2019 | 6 | 35 | 6
| 2019 | 2.4 | 25 | 5.5
| 2019 | 10.7 | 6 | 6
| 2019 | 2.4 | 25 | 5.5
| 2019 | 3 | 30 | 6
| 2019 | 1.5 | 30 | 6
| 2019 | 98 | 40 | 8.4
| 2019 | 1.5 | 20 | 6
| 2019 | 15 | 55 | 3
| 2018 | 32 | 26 | 6.3
| 2018 | 17 | 41 | 3.45
| 2018 | 16 | 18 | 4
| 2018 | 27 | 39 | 6.3
| 2018 | 19 | 37 | 8.25
| 2018 | 19 | 37 | 8.25
| 2018 | 33 | 36 | 7.35
| 2018 | 23 | 13 | 4
| 2018 | 14 | 25 | 4
| 2018 | 11 | 16 | 4
| 2018 | 18.4 | 55 | 7
| 2018 | 18 | 10 | 2.5
| 2018 | 21 | 22 | 3.3
| 2018 | 21 | 22 | 3.3
| 2018 | 25 | 11 | 3
| 2018 | 3 | 30 | 8.8
| 2018 | 5 | 3 | 2.5
| 2018 | 5 | 8 | 6.7
| 2018 | 1 | 6 | 7
| 2018 | 1.5 | 30 | 5
| 2018 | 12 | 33 | 2
| 2017 | 85 | 36
| 2017 | 95 | 39.8 | 6
| 2017 | 32 | 27 | 6
| 2017 | 73 | 43 | 5
| 2017 | 47.3 | 29 | 6.15
| 2017 | 15 | 12 | 5
| 2017 | 90 | 35 | 4
| 2017 | 6 | 14 | 8.06
| 2017 | 46 | 36 | 3.3
| 2017 | 16 | 11 | 6.15
| 2017 | 1.55 | 15 | 4.2
| 2017 | 1 | 10 | 3
| 2017 | 2 | 31 | 4
| 2016 | 44.2 | 33.6 | 6.268
| 2016 | 25 | 14.6 | 4
| 2016 | 1.1 | 7
| 2016 | 8.3 | 15 | 5
| 2016 | 4.8 | 28.2
| 2015 | 12.87 | 28 | 3.6
| 2015 | 115 | 40 | 5
| 2015 | 57 | 24 | 3.77
| 2015 | 57 | 25 | 6.15
| 2015 | 57 | 44 | 3.6
| 2015 | 70 | 32 | 3.6
| 2015 | 54 | 22 | 3.6
| 2015 | 8 | 18 | 3
| 2015 | 8 | 26 | 6
| 2015 | 10 | 12 | 4
| 2015 | 65.7 | 33 | 5
| 2015 | 23 | 24 | 3
| 2015 | 8.8 | 5 | 3.3
| 2014 | 14 | 24 | 3.6
| 2014 | 89 | 26 | 3.6
| 2014 | 29 | 23 | 3.6
| 2013 | 20 | 25 | 3.6
| 2013 | 101 | 41 | 5
| 2013 | 21 | 19 | 3.6
| 2013 | 30 | 27.5 | 6.15
| 2013 | 8 | 15 | 3.6
| 2013 | 38 | 29.6 | 3
| 2012 | 36 | 34 | 4
| 2012 | 23 | 22 | 3.6
| 2012 | 19 | 30 | 3.6
| 2012 | 10 | 20 | 5
| 2011 | 19 | 23 | 3.6
| 2011 | 16 | 18 | 2.3
| 2011 | 6 | 50
| 2010 | 12 | 25 | 3
| 2010 | 8.8 | 12 | 2.3
| 2010 | 11 | 12 | 3
| 2010 | 7 | 13 | 4
| 2010 | 46 | 37 | 3
| 2010 | 13 | 10 | 3
| 2010 | 56.2 | 30 | 5
| 2010 | 8 | 4 | 2
| 2009 | 31.7 | 17 | 2.3
| 2009 | 5 | 11 | 3.6
| 2009 | 8 | 12.5 | 3.6
| 2009 | 30 | 27.5 | 5
| 2008 | 23 | 24 | 2
| 2007 | 11.3 | 13 | 2.3
| 2007 | 10 | 18 | 3
| 2007 | 18 | 20
| 2007 | 6.4 | 12 | 3.6
| 2007 | 23 | 45 | 2
| 2006 | 7.5 | 20 | 3
| 2005 | 8.5 | 5 | 3
| 2004 | 2.3 | 8 | 2
| 2004 | 10 | 25 | 3.6
| 2004 | 0.6 | 3
| 2004 | 0.7 | 13 | 0.6
| 2003 | 10.8 | 9 | 2.3
| 2003 | 7.2 | 12 | 2
| 2003 | 4 | 13 | 2.3
| 2002 | 20 | 11 | 2
| 2001 | 4.7 | 6 | 2
| 2001 | 4 | 10 | 2
| 2000 | 12 | 10 | 1.5
| 2000 | 1 | 6 | 2

## Figure 4.3
Figure 4.3 Project turbine size and global weighted average turbine size and wind farm capacity for offshore wind, 2000-2020
Turbine rating and project capacity (MW)
Offshore wind
|  | Turbine rating |  |  | Project capacity
| Year | 5th percentile | Weighted average | 95th percentile | Average Capacity
| 2000 | 1.525 | 1.6379 | 1.975 | 7.3
| 2001 | 2 | 2 | 2 | 25
| 2002 | 2 | 2 | 2 | 160
| 2003 | 2.03 | 2.2274 | 2.3 | 82.7
| 2004 | 0.74 | 2.4447 | 3.44 | 22.8
| 2005 | 3 | 3 | 3 | 90
| 2006 | 3 | 3 | 3 | 90
| 2007 | 2.045 | 2.8955 | 3.51 | 85.3
| 2008 | 2 | 2 | 2 | 120
| 2009 | 2.495 | 3.1606 | 4.79 | 109.5
| 2010 | 2.105 | 3.0951 | 4.65 | 135.7
| 2011 | 2.37 | 3.2305 | 3.54 | 83.3
| 2012 | 3.6 | 3.9565 | 4.85 | 288.6
| 2013 | 1.74 | 4.1151 | 5.7475 | 261.314
| 2014 | 2.24 | 3.5602 | 3.6 | 201.2
| 2015 | 3 | 4.1867 | 6.405 | 231.3
| 2016 | 1.68 | 5.3418 | 6.0144 | 149
| 2017 | 3.18 | 5.5363 | 6.914 | 234.57
| 2018 | 2.5 | 5.3736 | 8.25 | 234.9
| 2019 | 3.84 | 6.7902 | 9.06 | 229.2
| 2020 | 4.7 | 7.5137 | 9.5 | 301

## Figure 4.4
Figure 4.4 Project and weighted average total installed costs for offshore wind, 2000-2020
Total installed costs (2020 USD/kW)
Offshore wind
| Year | 5th percentile | Weighted average | 95th percentile
| 2000 | 2097.8182 | 2591.5686 | 2756.994
| 2001 | 2367.4438 | 2414.1515 | 2647.6904
| 2002 | 3479.8218 | 3479.8218 | 3479.8218
| 2003 | 1026.6744 | 2777.587 | 3006.4354
| 2004 | 2179.2954 | 3157.3091 | 6151.9353
| 2005 | 2451.6181 | 2451.6181 | 2451.6181
| 2006 | 2103.1871 | 2763.3149 | 2746.8842
| 2007 | 2948.223 | 4506.8916 | 6963.6451
| 2008 | 4985.2845 | 5513.3974 | 5821.6111
| 2009 | 3121.9813 | 4455.9503 | 6045.3601
| 2010 | 3052.8527 | 4705.9234 | 6504.3268
| 2011 | 3048.6235 | 5389.8647 | 6863.7411
| 2012 | 3087.1086 | 4769.8979 | 5970.9944
| 2013 | 2169.7829 | 5041.0403 | 5911.2161
| 2014 | 2260.1503 | 5307.9025 | 6563.0476
| 2015 | 3072.9502 | 5323.2963 | 6492.7128
| 2016 | 2825.0727 | 4100.4615 | 4587.3331
| 2017 | 2808.4266 | 4709.8465 | 5547.4977
| 2018 | 2187.526 | 4628.2856 | 5667.1488
| 2019 | 2947.9989 | 3722.5006 | 6000.7373
| 2020 | 2688.931 | 3184.9083 | 5590.1068

## Figure 4.5
Figure 4.5 Representative offshore wind farm total installed cost breakdowns by country/region, 2013, 2016, 2017 and 2019
| Source | Cost breakdown | Share of total installed costs
| Europe (2015) | Turbine | 40.65%
| Europe (2015) | Installation | 17.26%
| Europe (2015) | Foundations | 16.06%
| Europe (2015) | Electrical Interconnection | 15.7%
| Europe (2015) | Development | 2.666%
| Europe (2015) | Contingency & Other | 7.663%
| Generic OECD average (2019) | Turbine | 37.53%
| Generic OECD average (2019) | Installation | 14.08%
| Generic OECD average (2019) | Foundations | 14.42%
| Generic OECD average (2019) | Electrical Interconnection | 16.95%
| Generic OECD average (2019) | Development | 3.549%
| Generic OECD average (2019) | Contingency & Other | 13.46%
| IEA Wind, generic (2016) | Turbine | 39.48%
| IEA Wind, generic (2016) | Installation | 12.85%
| IEA Wind, generic (2016) | Foundations | 16.94%
| IEA Wind, generic (2016) | Electrical Interconnection | 14.59%
| IEA Wind, generic (2016) | Development | 6.466%
| IEA Wind, generic (2016) | Contingency & Other | 9.66%
| IEA Wind, generic (2017) | Turbine | 37.59%
| IEA Wind, generic (2017) | Installation | 15.93%
| IEA Wind, generic (2017) | Foundations | 15.93%
| IEA Wind, generic (2017) | Electrical Interconnection | 13.27%
| IEA Wind, generic (2017) | Development | 2.921%
| IEA Wind, generic (2017) | Contingency & Other | 14.34%
| JRC (2017) | Turbine | 43%
| JRC (2017) | Installation | 14%
| JRC (2017) | Foundations | 18%
| JRC (2017) | Electrical Interconnection | 8%
| JRC (2017) | Development | 7%
| JRC (2017) | Contingency & Other | 10%
| United Kingdom (2019) | Turbine | 40.7%
| United Kingdom (2019) | Installation | 17.91%
| United Kingdom (2019) | Foundations | 13.84%
| United Kingdom (2019) | Electrical Interconnection | 13.18%
| United Kingdom (2019) | Development | 2.727%
| United Kingdom (2019) | Contingency & Other | 11.64%
| United States (2013) | Turbine | 33%
| United States (2013) | Installation | 19%
| United States (2013) | Foundations | 22%
| United States (2013) | Electrical Interconnection | 12%
| United States (2013) | Development | 2%
| United States (2013) | Contingency & Other | 12%
| United States (2017) | Turbine | 34.3%
| United States (2017) | Installation | 8.4%
| United States (2017) | Foundations | 13.5%
| United States (2017) | Electrical Interconnection | 24.4%
| United States (2017) | Development | 5%
| United States (2017) | Contingency & Other | 14.4%

## Figure 4.6
Figure 4.6 Project and weighted average capacity factors for offshore wind, 2000-2020
Capacity factor (%)
Offshore wind
| Year |  | Weighted average
| 2000 |  | 41.31%
| 2001 |  | 28.77%
| 2002 |  | 42.81%
| 2003 |  | 41.24%
| 2004 |  | 31.85%
| 2005 |  | 35.51%
| 2006 |  | 38.36%
| 2007 |  | 32.12%
| 2008 |  | 39.29%
| 2009 |  | 36.55%
| 2010 |  | 37.92%
| 2011 |  | 38.14%
| 2012 |  | 39.87%
| 2013 |  | 43.47%
| 2014 |  | 35.06%
| 2015 |  | 41.87%
| 2016 |  | 39.61%
| 2017 |  | 44.73%
| 2018 |  | 43.14%
| 2019 |  | 42.31%
| 2020 |  | 40.05%

## Figure 4.7
Figure 4.7 Offshore wind project and global weighted average LCOEs and auction/PPA prices, 2000-2024
LCOE and auction/PPA prices (2020 USD/kWh)
Offshore wind
| Year | 5th percentile | Weighted average | 95th percentile
| 2000 | 0.10755 | 0.12247 | 0.16699
| 2001 | 0.11506 | 0.12124 | 0.12248
| 2002 | 0.11823 | 0.11823 | 0.11823
| 2003 | 0.061319 | 0.1038 | 0.10921
| 2004 | 0.096169 | 0.13604 | 0.20843
| 2005 | 0.1057 | 0.1057 | 0.1057
| 2006 | 0.1089 | 0.10879 | 0.11317
| 2007 | 0.12596 | 0.17994 | 0.31202
| 2008 | 0.15901 | 0.17942 | 0.19133
| 2009 | 0.13402 | 0.15865 | 0.20471
| 2010 | 0.11379 | 0.16162 | 0.26389
| 2011 | 0.11162 | 0.17089 | 0.21781
| 2012 | 0.10787 | 0.14695 | 0.20075
| 2013 | 0.09286 | 0.16251 | 0.25704
| 2014 | 0.12468 | 0.16534 | 0.19311
| 2015 | 0.10486 | 0.14223 | 0.1993
| 2016 | 0.099001 | 0.11796 | 0.34991
| 2017 | 0.096239 | 0.11355 | 0.1557
| 2018 | 0.078449 | 0.11053 | 0.17774
| 2019 | 0.077108 | 0.09297 | 0.12646
| 2020 | 0.065645 | 0.084484 | 0.19064
| 2021 | 0.057737 | 0.10965 | 0.21633
| 2022 | 0.062739 | 0.0927 | 0.15135
| 2023 | 0.057149 | 0.086298 | 0.12052
| 2024 | 0.06773 | 0.085183 | 0.14702

## Table 4.1
Table 4.1 Regional and country weighted-average total installed costs and ranges for offshore wind, 2010 and 2020
Total installed costs (2020 USD/kW)
Offshore wind
|  |  | 2010 |  |  | 2020
|  |  | 5th percentile | Weighted average | 95th percentile | 5th percentile | Weighted average | 95th percentile
(2020 USD/kW)
|  | Asia | 2 877 | 4 517 | 5 058 | 2 707 | 3 001 | 4 675
|  | China | 2 810 | 4 476 | 4 972 | 2 691 | 2 968
|  | Japan* | 4 935 | 4 935 | 4 935 | 4 959 | 4 959 | 4 959
|  | Republic of Korea | n.a. | n.a. | n.a. | 4 944 | 4 944 | 4 944
|  | Europe | 3 555 | 4 713 | 6 504 | 2 696 | 3 394 | 5 840
|  | Belgium | 6 113 | 6 113 | 6 113 | 3 254 | 3 422 | 3 741
|  | Denmark* | 3 303 | 3 303 | 3 303 | 2 963 | 2 963 | 2 963
|  | Germany | 6 504 | 6 504 | 6 504 | 3 523 | 4 143 | 4 336
|  | United Kingdom | 4 078 | 4 588 | 4 895 | 4 552 | 4 552 | 4 552
|  | Netherlands | n.a. | n.a. | n.a. | 2 696 | 2 745 | 6 201

## Table 4.2
Table 4.2 Weighted average capacity factors for offshore wind projects in six countries, 2010 and 2020
Capacity factor (%)
Offshore wind
|  | 2010 | 2020 | Percentage change 2010-2020
%
| Belgium | 38 | 41 | 8%
| China | 30 | 37 | 23%
| Denmark* | 44 | 50 | 14%
| Germany | 46 | 45 | -2%
| Japan* | 28 | 30 | 7%
| Netherlands** | 48** | 47 | -2%
| United Kingdom | 36 | 38 | 6%
* Countries with data only for projects commissioned in 2019
** The Netherlands had no projects commissioned in 2010, so data for projects commissioned in 2015 are shown

## Table 4.3
Table 4.3 Regional and country weighted average LCOE of offshore wind, 2010 and 2020
LCOE (2020 USD/kWh)
Offshore wind
|  | 2010 |  |  | 2020
|  | 5th percentile | Weighted average | 95th percentile | 5th percentile | Weighted average | 95th percentile
(2020 USD/kW)
| Asia | 0.123 | 0.181 | 0.213 | 0.08 | 0.085 | 0.118
| China | 0.121 | 0.178 | 0.195 | 0.08 | 0.084 | 0.097
| Japan* | 0.215 | 0.215 | 0.215 | 0.2 | 0.2 | 0.2
| Republic of Korea | n.a. | n.a. | n.a. | 0.122 | 0.122 | 0.122
| Europe | 0.124 | 0.158 | 0.288 | 0.066 | 0.083 | 0.131
| Belgium | 0.198 | 0.198 | 0.198 | 0.085 | 0.087 | 0.09
| Denmark* | 0.11 | 0.11 | 0.11 | 0.088 | 0.088 | 0.088
| Germany | 0.164 | 0.166 | 0.171 | 0.088 | 0.093 | 0.095
| Netherlands | n.a. | n.a. | n.a. | 0.066 | 0.067 | 0.131
| United Kingdom | 0.151 | 0.162 | 0.17 | 0.115 | 0.115 | 0.115
* = Countries with data only for projects commissioned in 2019

## Figure 5.1
Figure 5.1 Global weighted-average total installed costs, capacity factors and LCOE for CSP, 2010-2020
Concentrating solar power 2010-2020
Total installed cost (2020 USD/kW)
|  | 2010 | 2011 | 2012 | 2013 | 2014 | 2015 | 2016 | 2017 | 2018 | 2019 | 2020
| 5th percentile | 4684.7012 | 7977.1468 | 6204.8041 | 3570.7085 | 2833.2101 | 3713.1788 | 3101.067 | 3965.7984 | 3492.4775 | 3781.8015 | 4337.6049
| Weighted average | 12546.5747 | 17825.2305 | 13100.5701 | 9585.0659 | 7237.9593 | 9047.3958 | 11459.8081 | 8995.4765 | 6947.1839 | 8702.783 | 5110.6434
| 95th percentile | 9094.5303 | 10715.1654 | 8280.9428 | 6496.3647 | 5576.259 | 7449.4153 | 7830.3475 | 7412.0593 | 5316.3077 | 6660.0192 | 4580.9689
Capacity factor (%)
|  | 2010 | 2011 | 2012 | 2013 | 2014 | 2015 | 2016 | 2017 | 2018 | 2019 | 2020
| 5th percentile | 18.98% | 23.69% | 21.54% | 22.83% | 25.58% | 22.34% | 13.7% | 29.72% | 32.01% | 21.89% | 40.25%
| Weighted average | 29.98% | 35.46% | 27.36% | 30.99% | 28.54% | 40.41% | 36.18% | 38.59% | 45.1% | 36.88% | 41.93%
| 95th percentile | 38.79% | 53.1% | 38.81% | 43.58% | 31.63% | 50.47% | 50.68% | 42.66% | 61.29% | 53.97% | 45.59%
LCOE (2020 USD/kWh)
|  | 2010 | 2011 | 2012 | 2013 | 2014 | 2015 | 2016 | 2017 | 2018 | 2019 | 2020
| 5th percentile | 0.2675 | 0.24421 | 0.2285 | 0.18003 | 0.13477 | 0.16793 | 0.19081 | 0.14137 | 0.082759 | 0.1097 | 0.10723
| Weighted average | 0.34354 | 0.33938 | 0.33436 | 0.25153 | 0.21968 | 0.22677 | 0.25672 | 0.21796 | 0.15345 | 0.21385 | 0.108
| 95th percentile | 0.39047 | 0.465 | 0.44101 | 0.33468 | 0.26289 | 0.2962 | 0.30169 | 0.25315 | 0.22892 | 0.34964 | 0.11138

## Table 5.1
Table 5.1 Representative CSP total installed costs by component, 2020
| Parabolic trough | Solar Tower
Owner's cost | 8% | 9%
Indirect EPC cost | 12% | 15%
Thermal storage | 17% | 12%
Power block | 18% | 16%
Tower | 0% | 2%
Receiver | 6% | 18%
Solar field | 39% | 28%
Source: IRENA Renewable Cost Database

## Figure 5.2
Figure 5.2 CSP total installed costs by project size, collector type and amount of storage, 2010-2020
| 2020 USD/kW | 2010 | 2011 | 2012 | 2013 | 2014 | 2015 | 2016 | 2017 | 2018 | 2019 | 2020
| MIN Total installed costs | 3739.7369 | 8020.4987 | 6288.0255 | 2729.4325 | 3035.0592 | 7771.0078 | 6793.1146 | 9274.903 | 3220.9938 | 3748.6232 | 4294.6583
| MAX Total installed costs | 12841.2108 | 18594.2435 | 18529.5264 | 9585.0659 | 7468.4929 | 9189.2167 | 12074.2034 | 9274.903 | 7374.234 | 8748.359 | 5153.59

## Table 5.2
Table 5.2 All-in (insurance included) O&M cost estimates for CSP plants in selected markets, 2019-2020
Country | Parabolic trough collectors | Solar tower
| (2020 USD/kWh) | (2020 USD/kWh)
Argentina | 0.025 | 0.023
Australia | 0.027 | 0.026
Brazil | 0.02 | 0.02
China | 0.021 | 0.018
France | 0.032 | 0.027
India | 0.015 | 0.015
Italy | 0.025 | 0.023
Mexico | 0.016 | 0.015
Morocco | 0.013 | 0.012
Russian Federation | 0.024 | 0.022
Saudi Arabia | 0.012 | 0.011
South Africa | 0.013 | 0.012
Spain | 0.024 | 0.022
Turkey | 0.018 | 0.016
United Arab Emirates | 0.018 | 0.02
United States of America | 0.024 | 0.021
Source: IRENA Renewable Cost Database

## Figure 5.3
Figure 5.3 Capacity factor trends for CSP plants by direct normal irradiance and storage duration, 2010-2020
Concentrating solar power 2010-2020
Capacity factor
|  | 5th Percentile | 95th Percentile
| No storage | 21.74% | 30.14%
| 0 to 4 hours | 20.39% | 41.95%
| 4 to 8 hours | 31.21% | 45.2%
| 8 to 10 hours | 40.3% | 52.32%
| 10+ hours | 47.28% | 63.8%

## Figure 5.4
Figure 5.4 The LCOE for CSP projects by technology and storage duration, 2010-2020
Concentrating solar power 2010-2020
| 2020 USD/kWh | 2010 | 2011 | 2012 | 2013 | 2014 | 2015 | 2016 | 2017 | 2018 | 2019 | 2020
| MIN LCOE | 0.25799 | 0.26671 | 0.19607 | 0.12355 | 0.1656 | 0.16358 | 0.26579 | 0.25936 | 0.077585 | 0.10888 | 0.10811
| MAX LCOE | 0.39893 | 0.4744 | 0.50127 | 0.35968 | 0.28418 | 0.3061 | 0.30622 | 0.25936 | 0.24047 | 0.39982 | 0.11205

## Figure 5.5
Figure 5.4 The LCOE for CSP projects by technology and storage duration, 2010-2020
Concentrating solar power 2010-2020
2020 USD/kWh
| LCOE 2010 | 0.33982
| Total installed cost | -0.10969
| Capacity factor | -0.065111
| O&M | -0.0098325
| WACC | -0.046821
| LCOE 2020 | 0.10836

## Figure B5.1
Figure B5.1 Results of recent auction and PPA results for utility scale solar PV and CSP
| Note: | Data available upon request

## Figure 6.1
Figure 6.1 Global weighted average total installed costs, capacity factors and LCOE for hydropower, 2010-2020
Hydropower 2010-2020
Total installed cost (2020 USD/kW)
|  | 2010 | 2011 | 2012 | 2013 | 2014 | 2015 | 2016 | 2017 | 2018 | 2019 | 2020
| 5th percentile | 813.007 | 858.6857 | 884.741 | 887.6303 | 945.6025 | 954.6635 | 861.3346 | 956.4149 | 916.1503 | 1050.1522 | 1129.9141
| Weighted average | 1269.41 | 1250.83 | 1337.18 | 1511.85 | 1732.1 | 1523.61 | 1805.61 | 1852.86 | 1452.46 | 1724.38 | 1869.86
| 95th percentile | 2956.9971 | 2747.9109 | 3405.5416 | 3500.3171 | 4442.2333 | 4452.9769 | 5550.703 | 6767.2437 | 3968.0904 | 3965.9488 | 7171.7172
Capacity factor (%)
|  | 2010 | 2011 | 2012 | 2013 | 2014 | 2015 | 2016 | 2017 | 2018 | 2019 | 2020
| 5th percentile | 30.93% | 31.42% | 30.44% | 32.65% | 33.84% | 32.71% | 30.85% | 23.3% | 26.88% | 34.61% | 29.06%
| Weighted average | 44% | 44% | 46% | 50% | 49% | 51% | 50% | 47% | 46% | 48% | 46%
| 95th percentile | 65.93% | 65.53% | 68.06% | 70.76% | 75.24% | 79.85% | 69.38% | 69.09% | 70.47% | 70.19% | 74.58%
LCOE (2020 USD/kWh)
|  | 2010 | 2011 | 2012 | 2013 | 2014 | 2015 | 2016 | 2017 | 2018 | 2019 | 2020
| 5th percentile | 0.020158 | 0.020514 | 0.021733 | 0.021729 | 0.022279 | 0.022633 | 0.026369 | 0.02731 | 0.025986 | 0.023401 | 0.025965
| Weighted average | 0.037538 | 0.03533 | 0.036724 | 0.04106 | 0.041404 | 0.035422 | 0.047231 | 0.048957 | 0.038451 | 0.040011 | 0.044441
| 95th percentile | 0.083839 | 0.069478 | 0.0807 | 0.087988 | 0.11 | 0.10371 | 0.14204 | 0.17258 | 0.094875 | 0.095077 | 0.13119

## Figure 6.2
Figure 6.2 Total installed costs by project and global weighted average for hydropower, 2010-2020
Total installed costs (2020 USD/kW)
Hydropower
| Year | 5th percentile | Weighted average | 95th percentile
| 2010 | 816.8595 | 1 249 | 2823.2328
| 2011 | 858.3447 | 1 225 | 2525.2518
| 2012 | 884.1211 | 1 302 | 3242.6713
| 2013 | 903.6859 | 1 535 | 3373.0618
| 2014 | 932.1926 | 1 607 | 4053.1774
| 2015 | 962.8376 | 1 450 | 4252.1122
| 2016 | 1032.0318 | 1 861 | 4775.3402
| 2017 | 921.7273 | 1 808 | 6587.7592
| 2018 | 1050.5736 | 1 462 | 3493.9228
| 2019 | 1047.224 | 1 719 | 3414.0701
| 2020 | 1119.1237 | 1 870 | 7211.7475
Note: This chart excludes data for off-grid electrification projects. The global weighted-average total installed cost therefore differs to Figure 6.1 in some years.

## Figure 6.3
Figure 6.3 Total installed costs for small and large hydropower projects and the global weighted-average, 2010-2020
Total installed costs (2020 USD/kW)
Small Hydropower
| Year | 5th percentile | Weighted average | 95th percentile
| 2010 | 824.5818 | 1339.86 | 3005.1897
| 2011 | 859.6229 | 1433.55 | 2932.634
| 2012 | 885.0509 | 1549.33 | 3410.8418
| 2013 | 971.0655 | 1732.43 | 3167.2639
| 2014 | 893.2308 | 2315.09 | 6522.9654
| 2015 | 939.9964 | 1802.5 | 2846.6492
| 2016 | 1417.3705 | 2247.27 | 5929.6255
| 2017 | 2397.0748 | 3214.55 | 4104.2807
| 2018 | 1184.8886 | 2525.66 | 3537.6132
| 2019 | 907.354 | 2267.68 | 3587.7818
| 2020 | 1374.2733 | 2458.88 | 5272
Large Hydropower
| Year | 5th percentile | Weighted average | 95th percentile
| 2010 | 816.8005 | 1245.97 | 2761.8763
| 2011 | 858.3826 | 1217.59 | 2295.2033
| 2012 | 884.0591 | 1296.76 | 3126.2456
| 2013 | 887.2069 | 1529.97 | 3431.2163
| 2014 | 954.9046 | 1597.75 | 3664.7464
| 2015 | 976.3009 | 1448.54 | 4309.9564
| 2016 | 1037.3237 | 1859.81 | 4375.6658
| 2017 | 916.8524 | 1806.58 | 6767.2437
| 2018 | 1004.1944 | 1459.49 | 3464.298
| 2019 | 1047.238 | 1716.76 | 3386.5469
| 2020 | 1046.0292 | 1864.57 | 7582.1783

## Figure 6.4
Figure 6.4 Distribution of total installed costs of large and small hydropower projects by capacity, 2010-2015 and 2016-2020
|  | Large Hydropower |  |  |  |  | Small Hydropower
|  | 2010-2015 |  | 2016-2020 |  |  | 2010-2015 |  | 2016-2020
| Total investment (Bins) 2020 USD/kW | Percentage of capacity | Capacity (MW) | Percentage of capacity | Capacity (MW) |  | Percentage of capacity | Capacity (MW) | Percentage of capacity | Capacity (MW)
| 400 | 2.836% | 6849 | 0.8379% | 1142.5 |  |  |  | 1.327% | 10
| 600 | 4.584% | 11069.62 | 5.04% | 6872.4 |  | 3.068% | 143.46
| 800 | 13.03% | 31464.79 | 9.243% | 12602 |  | 18.49% | 864.68 | 2.654% | 20
| 1000 | 26.49% | 63966.81 | 17.83% | 24314.5 |  | 18.79% | 878.57 | 0.5892% | 4.44
| 1200 | 17.76% | 42883.18 | 15.52% | 21158.75 |  | 14.41% | 673.95 | 6.745% | 50.83
| 1400 | 8.802% | 21253.06 | 11.71% | 15969.16 |  | 13.24% | 619.261 | 6.017% | 45.34
| 1600 | 8.499% | 20521.47 | 8.889% | 12120.28 |  | 7.456% | 348.6234 | 9.064% | 68.3
| 1800 | 5.953% | 14373.81 | 2.991% | 4077.815 |  | 4.657% | 217.751 | 20.51% | 154.55
| 2000 | 1.557% | 3758.995 | 5.491% | 7486.09 |  | 4.316% | 201.786 | 7.155% | 53.918
| 2200 | 1.995% | 4818.186 | 7.363% | 10039.28 |  | 2.674% | 125.05 | 6.898% | 51.983
| 2400 | 1.585% | 3828.02 | 1.901% | 2592.538 |  | 2.173% | 101.62 | 5.918% | 44.6
| 2600 | 1.365% | 3296.621 | 3.146% | 4289.93 |  | 1.591% | 74.4 | 6.091% | 45.9
| 2800 | 2.244% | 5417.74 | 1.328% | 1810.2 |  | 1.466% | 68.566 | 1.632% | 12.3
| 3000 | 0.4315% | 1041.88 | 1.774% | 2418.24 |  | 2.054% | 96.047 | 3.211% | 24.2
| 3200 | 0.342% | 825.87 | 1.356% | 1848.2 |  | 1.09% | 50.958 | 2.424% | 18.27
| 3400 | 0.4065% | 981.62 | 0.9393% | 1280.735 |  | 0.6159% | 28.8 | 1.949% | 14.69
| 3600 | 0.3256% | 786.28 | 0.1826% | 249 |  | 0.5026% | 23.5 | 2.858% | 21.54
| 3800 | 0.277% | 668.8 | 1.063% | 1449.1 |  | 0.4578% | 21.407 | 2.608% | 19.65
| 4000 | 0.2699% | 651.8 | 0.1642% | 223.9 |  | 0.6641% | 31.054 | 1.367% | 10.3
| 4200 | 0.378% | 912.8 | 0.7991% | 1089.6 |  | 0.3093% | 14.46 | 4.637% | 34.94
| 4400 | 0.1577% | 380.865 | 1.025% | 1397 |  | 0.07058% | 3.3 | 0.6635% | 5
| 4600 | 0.09714% | 234.55 | 0.238% | 324.5 |  | 0.0755% | 3.53 | 1.062% | 8
| 4800 | 0.03036% | 73.3 | 0.01173% | 16 |  |  |  | 1.327% | 10
| 5000 | 0.07421% | 179.2 | 0.09388% | 128 |  | 0.3407% | 15.93
| 5200 | 0.04473% | 108
| 5400 | 0.06484% | 156.57 | 0.05875% | 80.1 |  | 0.2246% | 10.5
| 5600 | 0.08097% | 195.5 | 0.03946% | 53.8 |  | 0.07271% | 3.4 | 0.09289% | 0.7
| 5800 | 0.01035% | 25 | 0.0176% | 24
| 6000 | 0.008283% | 20 | 0.04489% | 61.2 |  | 0.1283% | 6 | 1.062% | 8
| 6200 | 0.04804% | 116 | 0.5372% | 732.5 |  | 0.02139% | 1
| 6400 | 0.02195% | 53 |  |  |  | 0.08555% | 4 | 0.2919% | 2.2
| 6600 |  |  | 0.1555% | 212 |  | 0.2592% | 12.12 | 0.07962% | 0.6
| 6800 | [7 empty] | 0.05308% | 0.4
| 7000 | 0.009008% | 21.75 | 0.06821% | 93
| 7200 | 0.0907% | 219.01 | [5 empty] | 0.2389% | 1.8
| 7400 |  |  | 0.04841% | 66
| 7600 |  |  | 0.0223% | 30.4 |  | 0.1953% | 9.13
7800
| 8000 |  |  | 0.03374% | 46 |  | 0.2085% | 9.75
| 8200 |  |  | 0.01173% | 16
| 8400 | 0.03313% | 80 | [5 empty] | 0.002654% | 0.02
| 8600 | [7 empty] | 0.345% | 2.6
| 8800 | 0.005674% | 13.7 | 0.008068% | 11
| 9000 | 0.0145% | 35
| 9200 | [5 empty] | 0.1711% | 8
9400
9600
| 9800 | 0.01242% | 30
10000
| 10200 | [5 empty] | 0.1112% | 5.2
| 10400 | 0.01242% | 30
10600
| 10800 |  |  | 0.01408% | 19.2
[5 empty] | Large |  |  |  | Small
[5 empty] | 2010-2015 |  | 2016-2020 |  | 2010-2015 |  | 2016-2020
|  |  |  | Total investment (Bins) 2020 USD/kW | % of Total Capmwe | Capacity (MW) | % of Total Capmwe | Capacity (MW) | % of Total Capmwe | Capacity (MW) | % of Total Capmwe | Capacity (MW)
|  |  |  | 400 | 2.836% | 6849 | 0.8379% | 1142.5 |  |  | 1.327% | 10
|  |  |  | 600 | 4.584% | 11069.62 | 5.04% | 6872.4 | 3.068% | 143.46
|  |  |  | 800 | 13.03% | 31464.79 | 9.243% | 12602 | 18.49% | 864.68 | 2.654% | 20
|  |  |  | 1000 | 26.49% | 63966.81 | 17.83% | 24314.5 | 18.79% | 878.57 | 0.5892% | 4.44
|  |  |  | 1200 | 17.76% | 42883.18 | 15.52% | 21158.75 | 14.41% | 673.95 | 6.745% | 50.83
|  |  |  | 1400 | 8.802% | 21253.06 | 11.71% | 15969.16 | 13.24% | 619.261 | 6.017% | 45.34
|  |  |  | 1600 | 8.499% | 20521.47 | 8.889% | 12120.28 | 7.456% | 348.6234 | 9.064% | 68.3
|  |  |  | 1800 | 5.953% | 14373.81 | 2.991% | 4077.815 | 4.657% | 217.751 | 20.51% | 154.55
|  |  |  | 2000 | 1.557% | 3758.995 | 5.491% | 7486.09 | 4.316% | 201.786 | 7.155% | 53.918
|  |  |  | 2200 | 1.995% | 4818.186 | 7.363% | 10039.28 | 2.674% | 125.05 | 6.898% | 51.983
|  |  |  | 2400 | 1.585% | 3828.02 | 1.901% | 2592.538 | 2.173% | 101.62 | 5.918% | 44.6
|  |  |  | 2600 | 1.365% | 3296.621 | 3.146% | 4289.93 | 1.591% | 74.4 | 6.091% | 45.9
|  |  |  | 2800 | 2.244% | 5417.74 | 1.328% | 1810.2 | 1.466% | 68.566 | 1.632% | 12.3
|  |  |  | 3000 | 0.4315% | 1041.88 | 1.774% | 2418.24 | 2.054% | 96.047 | 3.211% | 24.2
|  |  |  | 3200 | 0.342% | 825.87 | 1.356% | 1848.2 | 1.09% | 50.958 | 2.424% | 18.27
|  |  |  | 3400 | 0.4065% | 981.62 | 0.9393% | 1280.735 | 0.6159% | 28.8 | 1.949% | 14.69
|  |  |  | 3600 | 0.3256% | 786.28 | 0.1826% | 249 | 0.5026% | 23.5 | 2.858% | 21.54
|  |  |  | 3800 | 0.277% | 668.8 | 1.063% | 1449.1 | 0.4578% | 21.407 | 2.608% | 19.65
|  |  |  | 4000 | 0.2699% | 651.8 | 0.1642% | 223.9 | 0.6641% | 31.054 | 1.367% | 10.3
|  |  |  | 4200 | 0.378% | 912.8 | 0.7991% | 1089.6 | 0.3093% | 14.46 | 4.637% | 34.94
|  |  |  | 4400 | 0.1577% | 380.865 | 1.025% | 1397 | 0.07058% | 3.3 | 0.6635% | 5
|  |  |  | 4600 | 0.09714% | 234.55 | 0.238% | 324.5 | 0.0755% | 3.53 | 1.062% | 8
|  |  |  | 4800 | 0.03036% | 73.3 | 0.01173% | 16 |  |  | 1.327% | 10
|  |  |  | 5000 | 0.07421% | 179.2 | 0.09388% | 128 | 0.3407% | 15.93
|  |  |  | 5200 | 0.04473% | 108
|  |  |  | 5400 | 0.06484% | 156.57 | 0.05875% | 80.1 | 0.2246% | 10.5
|  |  |  | 5600 | 0.08097% | 195.5 | 0.03946% | 53.8 | 0.07271% | 3.4 | 0.09289% | 0.7
|  |  |  | 5800 | 0.01035% | 25 | 0.0176% | 24
|  |  |  | 6000 | 0.008283% | 20 | 0.04489% | 61.2 | 0.1283% | 6 | 1.062% | 8
|  |  |  | 6200 | 0.04804% | 116 | 0.5372% | 732.5 | 0.02139% | 1
|  |  |  | 6400 | 0.02195% | 53 |  |  | 0.08555% | 4 | 0.2919% | 2.2
|  |  |  | 6600 |  |  | 0.1555% | 212 | 0.2592% | 12.12 | 0.07962% | 0.6
|  |  |  | 6800 | [6 empty] | 0.05308% | 0.4
|  |  |  | 7000 | 0.009008% | 21.75 | 0.06821% | 93
|  |  |  | 7200 | 0.0907% | 219.01 |  |  |  |  | 0.2389% | 1.8
|  |  |  | 7400 |  |  | 0.04841% | 66
|  |  |  | 7600 |  |  | 0.0223% | 30.4 | 0.1953% | 9.13
7800
|  |  |  | 8000 |  |  | 0.03374% | 46 | 0.2085% | 9.75
|  |  |  | 8200 |  |  | 0.01173% | 16
|  |  |  | 8400 | 0.03313% | 80 |  |  |  |  | 0.002654% | 0.02
|  |  |  | 8600 | [6 empty] | 0.345% | 2.6
|  |  |  | 8800 | 0.005674% | 13.7 | 0.008068% | 11
|  |  |  | 9000 | 0.0145% | 35
|  |  |  | 9200 |  |  |  |  | 0.1711% | 8
9400
9600
|  |  |  | 9800 | 0.01242% | 30
10000
|  |  |  | 10200 |  |  |  |  | 0.1112% | 5.2
|  |  |  | 10400 | 0.01242% | 30
10600
|  |  |  | 10800 |  |  | 0.01408% | 19.2

## Figure 6.5
Figure 6.5 Total installed cost by project and capacity weighted averages for large hydropower projects by country/region, 2010-2020
Total installed costs (2020 USD/kW)
|  | 2010-2015 | 2016-2020
Africa | TIC_05perc | 678.7103 | 1375.177
| Weighted average investment cost | 1 762 | 2 417
| TIC_95perc | 5098.9433 | 6507.8177
Brazil | TIC_05perc | 1197.796 | 1057.1991
| Weighted average investment cost | 1 747 | 1 466
| TIC_95perc | 4489.4981 | 3202.343
Central America and the Caribean | TIC_05perc | 1325.3125 | 1565.6389
| Weighted average investment cost | 2 880 | 3 462
| TIC_95perc | 3974.9422 | 4535.2122
China | TIC_05perc | 843.2009 | 868.654
| Weighted average investment cost | 1 173 | 1 314
| TIC_95perc | 1745.2536 | 3154.9267
Eurasia | TIC_05perc | 1083.5675 | 985.4757
| Weighted average investment cost | 1 491 | 2 172
| TIC_95perc | 4252.9876 | 3221.9734
Europe | TIC_05perc | 1290.4438 | 762.1571
| Weighted average investment cost | 2 622 | 1 943
| TIC_95perc | 8896.3248 | 8130.3946
India | TIC_05perc | 941.7545 | 756.1684
| Weighted average investment cost | 1 606 | 1 373
| TIC_95perc | 2665.8141 | 2730.8711
Middle East | TIC_05perc | 567.9399 | 1363.4204
| Weighted average investment cost | 743 | 1 725
| TIC_95perc | 2234.1708 | 2550.6259
North America | TIC_05perc | 1180.7506 | 1792.7402
| Weighted average investment cost | 2 705 | 2 803
| TIC_95perc | 6923.3404 | 6416.0402
Oceania | TIC_05perc | 2656.1043 | 3984.3461
| Weighted average investment cost | 3 829 | 3 984
| TIC_95perc | 4355.9969 | 3984.3461
Other Asia | TIC_05perc | 957.9068 | 933.196
| Weighted average investment cost | 1 507 | 1 730
| TIC_95perc | 2858.2133 | 3795.6395
Other South America | TIC_05perc | 1065.0387 | 1526.1115
| Weighted average investment cost | 2 160 | 2 156
| TIC_95perc | 3971.8213 | 5052.772

## Figure 6.6
Figure 6.6 Total installed costs by project and capacity weighted averages for small hydropower projects by country/region, 2010-2020
Total installed costs (2020 USD/kW)
|  | 2010-2015 | 2016-2020
Africa | TIC_05perc | 2575.8033 | 2478.2354
| Weighted average investment cost | 3 233 | 3 256
| TIC_95perc | 4622.4851 | 4100.1064
Brazil | TIC_05perc | 932.0445 | 2069.5455
| Weighted average investment cost | 2 316 | 2 291
| TIC_95perc | 3483.6805 | 2794.2147
Central America and the Caribean | TIC_05perc | 1858.1757
| Weighted average investment cost | 2 926
| TIC_95perc | 3882.8111
China | TIC_05perc | 820.0355 | 4367.3469
| Weighted average investment cost | 1 171 | 4 367
| TIC_95perc | 1531.9131 | 4367.3469
Eurasia | TIC_05perc | 1304.5068 | 1220.1645
| Weighted average investment cost | 3 169 | 4 085
| TIC_95perc | 5827.5913 | 5756.8276
Europe | TIC_05perc | 1215.4318 | 1984.6658
| Weighted average investment cost | 4 184 | 3 564
| TIC_95perc | 8424.7468 | 7649.2642
India | TIC_05perc | 1122.4654 | 1270.5423
| Weighted average investment cost | 1 742 | 1 817
| TIC_95perc | 2899.8521 | 2425.9151
Oceania | TIC_05perc | 3190.9266
| Weighted average investment cost | 3 364
| TIC_95perc | 3850.6722
Other Asia | TIC_05perc | 1045.5718 | 1203.3239
| Weighted average investment cost | 1 776 | 2 215
| TIC_95perc | 3579.0122 | 4240.1033
Other South America | TIC_05perc | 1949.347
| Weighted average investment cost | 2 810
| TIC_95perc | 4012.2161

## Figure 6.7
Figure 6.7 Large hydropower project LCOE and capacity weighted averages by country/region, 2010-2020
LCOE (2020 USD/kWh)
Large hydropower
|  |  | 2010-2015 | 2016-2020
| Africa | 5th percentile | 0.02785 | 0.031504
|  | Weighted average | 0.05056 | 0.06774
|  | 95th percentile | 0.13588 | 0.19185
| Brazil | 5th percentile | 0.028511 | 0.038606
|  | Weighted average | 0.036524 | 0.042445
|  | 95th percentile | 0.093111 | 0.07418
| Central America and the Caribbean | 5th percentile | 0.052247 | 0.050169
|  | Weighted average | 0.10439 | 0.098428
|  | 95th percentile | 0.23134 | 0.16433
| China | 5th percentile | 0.025801 | 0.028805
|  | Weighted average | 0.03886 | 0.042454
|  | 95th percentile | 0.062679 | 0.086534
| Eurasia | 5th percentile | 0.032272 | 0.03497
|  | Weighted average | 0.057294 | 0.078088
|  | 95th percentile | 0.12766 | 0.13965
| Europe | 5th percentile | 0.053102 | 0.058637
|  | Weighted average | 0.14249 | 0.11886
|  | 95th percentile | 0.34968 | 0.27213
| India | 5th percentile | 0.036333 | 0.030972
|  | Weighted average | 0.051003 | 0.048539
|  | 95th percentile | 0.079772 | 0.14003
| Middle East | 5th percentile | 0.044393 | 0.049092
|  | Weighted average | 0.044393 | 0.07638
|  | 95th percentile | 0.044393 | 0.1152
| North America | 5th percentile | 0.057251 | 0.054227
|  | Weighted average | 0.097771 | 0.078303
|  | 95th percentile | 0.18731 | 0.19628
| Oceania | 5th percentile | 0.090301
|  | Weighted average | 0.15736
|  | 95th percentile | 0.21932
| Other Asia | 5th percentile | 0.028979 | 0.028749
|  | Weighted average | 0.046982 | 0.050683
|  | 95th percentile | 0.080593 | 0.10514
| Other South America | 5th percentile | 0.027017 | 0.039156
|  | Weighted average | 0.051561 | 0.054388
|  | 95th percentile | 0.10133 | 0.12209

## Figure 6.8
Figure 6.8 Small hydropower project LCOE and capacity weighted averages by country/region, 2010-2020
LCOE (2020 USD/kWh)
Small hydropower
|  |  | 2010-2015 | 2016-2020
| Africa | 5th percentile | 0.086324 | 0.070548
|  | Weighted average | 0.10001 | 0.092424
|  | 95th percentile | 0.13672 | 0.11041
| Brazil | 5th percentile | 0.028167 | 0.056868
|  | Weighted average | 0.058361 | 0.061119
|  | 95th percentile | 0.12926 | 0.067756
| Central America and the Caribbean | 5th percentile | 0.054423
|  | Weighted average | 0.077754
|  | 95th percentile | 0.10472
| China | 5th percentile | 0.024521 | 0.17759
|  | Weighted average | 0.041503 | 0.17759
|  | 95th percentile | 0.064229 | 0.17759
| Eurasia | 5th percentile | 0.032675 | 0.033739
|  | Weighted average | 0.096019 | 0.09612
|  | 95th percentile | 0.19992 | 0.16439
| Europe | 5th percentile | 0.035927 | 0.076362
|  | Weighted average | 0.15944 | 0.11731
|  | 95th percentile | 0.45449 | 0.21281
| India | 5th percentile | 0.035592 | 0.042499
|  | Weighted average | 0.058986 | 0.05338
|  | 95th percentile | 0.10548 | 0.073666
| Oceania | 5th percentile | 0.13403
|  | Weighted average | 0.13403
|  | 95th percentile | 0.13403
| Other Asia | 5th percentile | 0.035362 | 0.033024
|  | Weighted average | 0.054511 | 0.063881
|  | 95th percentile | 0.098916 | 0.14834
| Other South America | 5th percentile | 0.03742 | 0.36181
|  | Weighted average | 0.070664 | 0.36181
|  | 95th percentile | 0.1136 | 0.36181

## Table 6.1
Table 5.1 Total installed cost breakdown by component and capacity weighted averages for 25 hydropower projects in China, India and Sri Lanka, 2010-2016
| Project component | Share of total installed costs (%)
|  | Minimum | Weighted average | Maximum
| Civil works | 17 | 45 | 65
| Mechanical equipment | 18 | 33 | 66
| Planning and other | 6 | 16 | 29
| Grid connection | 1 | 6 | 17
| Cost of land | 1 | 3 | 8

## Table 6.2
Table 5.2: Total installed costs for hydropower by project and weighted average by capacity range, 2000-2020
2000-2020
| Capacity (MW) | 5th percentile (2020 USD/kW) | weighted average (2020 USD/kW) | 95th percentile (2020 USD/kW)
| 0-50 | 807 | 1 518 | 3 334
| 51-100 | 836 | 1 728 | 3 587
| 101-150 | 890 | 1 685 | 3 402
| 151-200 | 805 | 1 656 | 3 037
| 201-250 | 886 | 1 730 | 3 286
| 251-300 | 789 | 2 022 | 3 777
| 301-350 | 896 | 1 927 | 4 341
| 351-400 | 652 | 1 632 | 3 180
| 401-450 | 1 155 | 1 925 | 2 957
| 451-500 | 918 | 1 472 | 2 382
| 501-550 | 1 074 | 1 467 | 2 572
| 551-600 | 1 296 | 1 817 | 2 546
| 601-650 | 1 034 | 1 401 | 3 236
| 651-700 | 743 | 1 928 | 2 592
| 701-750 | 933 | 1 392 | 1 964
| 751-800 | 1 034 | 1 519 | 2 144
| 801-850 | 1 137 | 1 769 | 2 534
| 851-900 | 8 261 | 1 368 | 1 802
| 901-950 | 635 | 1 063 | 1 292

## Table 6.3
Table 6.3: Hydropower weighted-average capacity factors and ranges for large hydropower projects by country/region, 2010-2020
Large Hydropower
|  | 2010-2015 |  |  | 2016-2020
|  | 5th percentile (%) | Weighted- average (%) | 95th percentile (%) | 5th percentile (%) | Weighted- average (%) | 95th percentile (%)
| Africa | 28 | 47 | 71 | 37 | 55 | 79
| Brazil | 51 | 61 | 80 | 39 | 45 | 57
| Central America | 27 | 48 | 63 | 35 | 53 | 55
| China | 31 | 45 | 57 | 34 | 47 | 56
| Eurasia | 28 | 43 | 61 | 29 | 42 | 67
| Europe | 14 | 41 | 70 | 16 | 33 | 59
| India | 29 | 47 | 63 | 21 | 42 | 56
| North America | 18 | 37 | 78 | 34 | 50 | 69
| Oceania | 25 | 38 | 47 | n.a. | n.a. | n.a.
| Other Asia | 37 | 46 | 65 | 40 | 50 | 76
| Other South America | 46 | 62 | 85 | 47 | 60 | 79

## Table 6.4
Table 6.4: Hydropower weighted-average capacity factors and ranges for small hydropower projects by country/region, 2010-2020
Small Hydropower
|  | 2010-2014 |  |  | 2015-2019
|  | 5th percentile (%) | Weighted- average (%) | 95th percentile (%) | 5th percentile (%) | Weighted- average (%) | 95th percentile (%)
| Africa | 33 | 56 | 68 | 50 | 55 | 61
| Brazil | 42 | 63 | 88 | 53 | 56 | 59
| Central America | 45 | 59 | 75 | n.a. | n.a. | n.a.
| China | 33 | 46 | 60 | 38 | 38 | 38
| Eurasia | 44 | 58 | 74 | 52 | 61 | 70
| Europe | 23 | 48 | 70 | 33 | 44 | 68
| India | 28 | 50 | 71 | 48 | 57 | 61
| Other Asia | 37 | 50 | 79 | 35 | 54 | 80
| Other South America | 43 | 65 | 82 | n.a. | n.a. | n.a.

## Table 6.5
Table 6.5 Hydropower O&M cost breakdown by project for a sample of 25 projects
| Project Component | Share of total O&M costs (%)
|  | Minimum | Weighted average | Maximum
| Operation costs | 20 | 51 | 61
| Salary | 13 | 39 | 74
| Other | 5 | 16 | 28
| Material | 3 | 4 | 4

## Figure 7.1
Figure 7.1 Global weighted-average total installed costs, capacity factors and LCOE for geothermal, 2010-2020
Geothermal 2010-2020
Total installed cost (2020 USD/kW)
|  | 2010 | 2011 | 2012 | 2013 | 2014 | 2015 | 2016 | 2017 | 2018 | 2019 | 2020
| 5th percentile | 1660.8708 |  | 3023.7466 | 2172.3779 | 1981.6909 | 2399.2765 | 2374.3468 | 1818.4719 | 3234.6874 | 2046.3053 | 2703.5
| Weighted average | 2619.58 |  | 5317.29 | 3826.91 | 3612.6 | 3537.78 | 3715.53 | 3874.51 | 4220.81 | 3967.85 | 4468.43
| 95th percentile | 4629.3306 |  | 13343.3836 | 12425.402 | 8527.0701 | 7249.0835 | 7101.9075 | 6818.0263 | 8457.2075 | 10387.919 | 5784.95
Capacity factor (%)
|  | 2010 | 2011 | 2012 | 2013 | 2014 | 2015 | 2016 | 2017 | 2018 | 2019 | 2020
| 5th percentile | 80% |  | 76.25% | 73.09% | 49.6% | 77.2% | 58.66% | 58.83% | 61.99% | 74% | 76.05%
| Weighted average | 87% |  | 83% | 82% | 84% | 89% | 85% | 81% | 85% | 79% | 83%
| 95th percentile | 92.24% |  | 94.11% | 91.23% | 91.1% | 92.7% | 90.11% | 90% | 98.3% | 86.34% | 91.21%
LCOE (2020 USD/kWh)
|  | 2010 | 2011 | 2012 | 2013 | 2014 | 2015 | 2016 | 2017 | 2018 | 2019 | 2020
| 5th percentile | 0.036857 |  | 0.055942 | 0.039892 | 0.045206 | 0.047879 | 0.054469 | 0.040514 | 0.059141 | 0.048663 | 0.047605
| Weighted average | 0.049197 |  | 0.085369 | 0.064727 | 0.066589 | 0.060659 | 0.07061 | 0.074811 | 0.072234 | 0.07401 | 0.071092
| 95th percentile | 0.07495 |  | 0.16153 | 0.17182 | 0.22485 | 0.10893 | 0.11949 | 0.13511 | 0.16258 | 0.13945 | 0.093173

## Figure 7.2
Figure 7.2 Geothermal power total installed costs by project, technology and capacity, 2007-2021
Total installed costs (2020 USD/kW)
Geothermal
| Year | 5th percentile | Weighted average | 95th percentile
| 2007 | 2111.0104 | 2111.0104 | 2111.0104
| 2008 | 1363.1109 | 1987.6251 | 2317.4132
| 2009 | 3473.8068 | 5573.7374 | 35198.861
| 2010 | 1660.8708 | 2619.5777 | 4629.3306
| 2012 | 3023.7466 | 5317.2888 | 13343.3836
| 2013 | 2172.3779 | 3826.9069 | 12425.402
| 2014 | 1981.6909 | 3612.5961 | 8527.0701
| 2015 | 2399.2765 | 3537.7798 | 7249.0835
| 2016 | 2374.3468 | 3715.5288 | 7101.9075
| 2017 | 1818.4719 | 3874.5108 | 6818.0263
| 2018 | 3234.6874 | 4220.8108 | 8457.2075
| 2019 | 2046.3053 | 3967.8516 | 10387.919
| 2020 | 2703.5 | 4468.4318 | 5784.95
| 2021 | 1856.0146 | 3757.405 | 10201.855

## Figure 7.3
Figure 7.3 Capacity factors of geothermal power plants by technology and project size, 2007-2021
Capacity factors (%)
Geothermal
| Year | 5th percentile | Weighted average | 95th percentile
| 2007 | 80% | 80% | 80%
| 2008 | 81.68% | 86.84% | 89.56%
| 2009 | 69.56% | 73.06% | 82.1%
| 2010 | 80% | 86.97% | 92.24%
| 2012 | 76.25% | 83.32% | 94.11%
| 2013 | 73.09% | 82.41% | 91.23%
| 2014 | 49.6% | 84.13% | 91.1%
| 2015 | 77.2% | 88.96% | 92.7%
| 2016 | 58.66% | 84.86% | 90.11%
| 2017 | 58.83% | 80.98% | 90%
| 2018 | 61.99% | 85.38% | 98.3%
| 2019 | 74% | 79.42% | 86.34%
| 2020 | 76.05% | 82.58% | 91.21%
| 2021 | 74.48% | 81.85% | 90.02%

## Figure 7.4
Figure 7.4 LCOE of geothermal power projects by technology and project size, 2007-2021
LCOE (2020 USD/kWh)
Geothermal
| Year | 5th percentile | Weighted average | 95th percentile
| 2007 | 0.048892 | 0.048892 | 0.048892
| 2008 | 0.036311 | 0.042991 | 0.046518
| 2009 | 0.06881 | 0.073288 | 0.074896
| 2010 | 0.036857 | 0.049197 | 0.07495
| 2012 | 0.055942 | 0.085369 | 0.16153
| 2013 | 0.039515 | 0.06207 | 0.089971
| 2014 | 0.044869 | 0.064175 | 0.10954
| 2015 | 0.047879 | 0.060659 | 0.10893
| 2016 | 0.054469 | 0.07061 | 0.11949
| 2017 | 0.040514 | 0.074811 | 0.13511
| 2018 | 0.059102 | 0.070948 | 0.12558
| 2019 | 0.048005 | 0.072614 | 0.11678
| 2020 | 0.047605 | 0.071092 | 0.093173
| 2021 | 0.038682 | 0.070183 | 0.14804

## Figure 8.1
Figure 8.1 Global weighted-average total installed costs, capacity factors and LCOE for bioenergy, 2010-2020
Bioenergy 2010-2020
Total installed cost (2020 USD/kW)
|  | 2010 | 2011 | 2012 | 2013 | 2014 | 2015 | 2016 | 2017 | 2018 | 2019 | 2020
| 5th percentile | 715.2142 | 504.0092 | 789.8131 | 968.1765 | 905.9325 | 1035.4404 | 1138.6633 | 1310.3716 | 1037.9736 | 1129.0143 | 1078.6229
| Weighted average | 2619.18 | 1317.62 | 1512.81 | 3064.14 | 3018.31 | 2622.94 | 2201.2 | 2932.09 | 1713.7 | 2173.47 | 2542.71
| 95th percentile | 4882.1669 | 5263.7202 | 4860.6771 | 8303.6651 | 14269.0276 | 16148.3822 | 13034.8041 | 9989.6724 | 9477.6092 | 9994.1256 | 5984.1651
Capacity factor (%)
|  | 2010 | 2011 | 2012 | 2013 | 2014 | 2015 | 2016 | 2017 | 2018 | 2019 | 2020
| 5th percentile | 30.62% | 37.91% | 42.63% | 41.45% | 42.76% | 63% | 60.45% | 65% | 44.24% | 61.82% | 51.14%
| Weighted average | 72% | 68% | 64% | 74% | 75% | 75% | 67% | 86% | 76% | 70% | 70%
| 95th percentile | 91.7% | 93% | 90.41% | 93% | 93% | 93% | 88.81% | 94.1% | 92.73% | 93.57% | 87.65%
LCOE (2020 USD/kWh)
|  | 2010 | 2011 | 2012 | 2013 | 2014 | 2015 | 2016 | 2017 | 2018 | 2019 | 2020
| 5th percentile | 0.039855 | 0.035423 | 0.03854 | 0.046241 | 0.047243 | 0.039248 | 0.056297 | 0.055944 | 0.049113 | 0.055346 | 0.043602
| Weighted average | 0.076241 | 0.055827 | 0.061336 | 0.081974 | 0.08279 | 0.073641 | 0.072532 | 0.073038 | 0.057048 | 0.066273 | 0.076227
| 95th percentile | 0.1398 | 0.15146 | 0.13421 | 0.17583 | 0.31683 | 0.36319 | 0.24388 | 0.20408 | 0.28906 | 0.24461 | 0.15388

## Figure 8.2
Figure 8.2 Total installed costs of bioenergy power generation projects by selected feedstocks and country/region, 2010-2020
Total installed costs (2020 USD/kW)
Bioenergy
Bagasse
|  | 5th percentile | Weighted average | 95th percentile
| China | 1271.8209 | 1508.31 | 1682.785
| Europe | 3518.8689 | 3765.33 | 4311.9979
| India | 514.181 | 996.69 | 2007.167
| North America | 1345.1918 | 1345.19 | 1345.1918
| Rest of the world | 442.5534 | 1750.72 | 4712.4826
Landfill gas
|  | 5th percentile | Weighted average | 95th percentile
| China | 1288.6385 | 2787.88 | 4143.3884
| Europe | 3425.1122 | 3441.85 | 3530.7494
| India | 2190.3654 | 2650.5 | 4356.3659
| North America | 597.6711 | 2916.56 | 4931.1868
| Rest of the world | 930.9011 | 1881.87 | 4474.4889
Other vegetal and agricultural waste
|  | 5th percentile | Weighted average | 95th percentile
| China | 951.8576 | 1412.76 | 1898.3726
| Europe | 1812.9133 | 3953.3 | 7434.7426
| India | 884.9592 | 1209.19 | 1573.7398
| North America | 3137.8474 | 4514.41 | 5440.8379
| Rest of the world | 690.1888 | 1574.88 | 3319.2594
Rice husks
|  | 5th percentile | Weighted average | 95th percentile
| China | 633.5415 | 1350.67 | 1839.3078
Europe
| India | 765.4551 | 1127.71 | 1718.9686
North America
| Rest of the world | 1749.3707 | 2092.42 | 3515.6183
Wood waste
|  | 5th percentile | Weighted average | 95th percentile
| China | 798.5729 | 1299.36 | 2090.9307
| Europe | 2435.3875 | 4843.4 | 7940.2545
| India | 579.3566 | 1029.02 | 1313.2378
| North America | 1789.2564 | 3875.76 | 6282.2336
| Rest of the world | 581.1062 | 2846.25 | 4957.7911
Renewable Municipal Waste
|  | 5th percentile | Weighted average | 95th percentile
| China | 1665.6561 | 3444.78 | 5306.1
| Europe | 1223.2803 | 4783.26 | 7531.9135
| India | 1109.0123 | 1409.83 | 2143.1046
| North America | 2663.4366 | 4331.03 | 7448.611
| Rest of the world | 1000 | 1000 | 1000

## Figure 8.3
Figure 8.3 Total installed costs of bioenergy power generation projects for different capacity ranges by country/region, 2010-2020
Total installed costs (2020 USD/kW)
Bioenergy
| Bin size (MW) |  | China | India | Europe | North America | Rest of the world
| 0-5 | 5th percentile | 1262.3348 | 487.7966 | 2745.4317 | 571.4436 | 945.5181
|  | Weighted average | 2055.65 | 1596.77 | 5199.71 | 3215.17 | 2385.8
|  | 95th percentile | 3153.1008 | 3557.5919 | 7218.9859 | 5788.5596 | 5057.3372
| 5-10 | 5th percentile | 1479.5276 | 582.3262 | 2338.3026 | 1284.1114 | 593.0594
|  | Weighted average | 3168.17 | 1174.8 | 4920.45 | 3229.38 | 1969.81
|  | 95th percentile | 5797.2682 | 1893.0017 | 7721.102 | 6667.9302 | 3278.6277
| 10-15 | 5th percentile | 960.9465 | 829.846 | 3433.1341 | 1363.1771 | 730.1228
|  | Weighted average | 2175.2 | 1266.87 | 5668.41 | 3491.81 | 2120.86
|  | 95th percentile | 3722.2606 | 1761.8684 | 7631.9188 | 5525.5364 | 5591.0825
| 15-20 | 5th percentile | 882.2494 | 890.4892 | 1075.3448 | 2770.6409 | 1426.467
|  | Weighted average | 2387.84 | 1252.48 | 2984.7 | 4593.02 | 3063.47
|  | 95th percentile | 4071.0616 | 2034.3183 | 4757.8838 | 7484.0775 | 5261.7763
| 20-25 | 5th percentile | 620.8168 | 561.0423 | 4532.06 | 2970.7939 | 805.501
|  | Weighted average | 1720.77 | 988.99 | 5665.61 | 3684.16 | 2454.82
|  | 95th percentile | 3264.41 | 1383.4609 | 7066.9611 | 4561.8943 | 4460.1166
| 25-30 | 5th percentile | 959.6621 | 816.7701 | 3786.9091 | 1434.0047 | 904.537
|  | Weighted average | 1538.5 | 1035.06 | 5839.85 | 2462.16 | 1881.47
|  | 95th percentile | 1882.008 | 1237.5918 | 7849.9461 | 4089.7585 | 3394.8778
| 30-35 | 5th percentile | 1228.6162 | 606.3672 | 1565.4595 | 3641.1735 | 1349.566
|  | Weighted average | 1484.12 | 710.49 | 4686.51 | 4892.2 | 2256.24
|  | 95th percentile | 1780.7449 | 778.8182 | 6784.8123 | 6143.2304 | 3795.6494
| 35-40 | 5th percentile | 425.2572 | 1547.4824 | 2047.5681 | 4457.9912 | 589.7792
|  | Weighted average | 1627.88 | 1547.48 | 4177.45 | 5478.73 | 1390.53
|  | 95th percentile | 3246.6764 | 1547.4824 | 6437.3975 | 6454.2124 | 3089.029
| 40-45 | 5th percentile | 3488.7031 | 466.3315 | 3832.2723 | 2417.383 | 410.0924
|  | Weighted average | 3488.7 | 466.33 | 4779.49 | 4268.18 | 1315
|  | 95th percentile | 3488.7031 | 466.3315 | 5676.7163 | 5984.641 | 2152.6312
| 45-50 | 5th percentile | 1372.5373 | 1077.7292 | 1873.8383 | 3923.4504 | 4225.747
|  | Weighted average | 1448.54 | 1077.73 | 4296.48 | 4106.54 | 4498.15
|  | 95th percentile | 1570.6965 | 1077.7292 | 6621.228 | 4289.6321 | 4773.6828
| 50-55 | 5th percentile | 910.6307 |  | 2474.1981 | 2225.7329 | 1307.3957
|  | Weighted average | 1544.69 |  | 3304.54 | 3541.27 | 2921.15
|  | 95th percentile | 2857.1664 |  | 4400.6228 | 5552.9919 | 4486.6232

## Figure 8.4
Figure 8.4 Project capacity factors and weighted averages of selected feedstocks for bioenergy power generation projects by country and region, 2000-2020
Capacity factors (%)
Bioenergy
|  |  | China | Europe | India | North America | Rest of the world
| Bagasse | 5th percentile | 54.37% | 82% | 24.59% | 38.98% | 30.77%
|  | Weighted average | 59% | 82% | 51% | 39% | 51%
|  | 95th percentile | 61.61% | 82% | 87.4% | 38.98% | 83.17%
| Landfill gas | 5th percentile | 33.33% | 82.51% | 46.07% | 49.95% | 29.24%
|  | Weighted average | 57% | 84% | 59% | 75% | 59%
|  | 95th percentile | 87.25% | 91.69% | 71.07% | 93% | 92.73%
| Other vegetal and agricultural waste | 5th percentile | 52.5% | 78.23% | 56.63% | 93% | 55.93%
|  | Weighted average | 63% | 85% | 68% | 93% | 75%
|  | 95th percentile | 74.37% | 91.32% | 82.37% | 95.46% | 91.32%
| Rice husks | 5th percentile | 48.21% |  | 63.4% |  | 67.81%
|  | Weighted average | 61% |  | 72% |  | 79%
|  | 95th percentile | 74.86% |  | 90.41% |  | 90.47%
| Wood waste | 5th percentile | 51.57% | 61.7% | 72.09% | 66% | 47.9%
|  | Weighted average | 68% | 79% | 73% | 88% | 77%
|  | 95th percentile | 89.63% | 89.07% | 74.03% | 93% | 90.98%
| Renewable Municipal Waste | 5th percentile | 57.18% | 63.8% | 75% | 48.18% | 79%
|  | Weighted average | 63% | 78% | 75% | 65% | 79%
|  | 95th percentile | 65% | 89.43% | 75% | 93% | 79%

## Figure 8.5
Figure 8.5 LCOE by project and weighted averages of bioenergy power generation projects by feedstock and country/region, 2000-2020
LCOE (2020 USD/kWh)
Bioenergy
|  | 5th percentile | Weighted average | 95th percentile
| China | 0.04458 | 0.060194 | 0.11495
| Europe | 0.049941 | 0.08756 | 0.2188
| India | 0.039211 | 0.057298 | 0.097131
| North America | 0.047843 | 0.09607 | 0.17292
| Rest of the world | 0.038302 | 0.070508 | 0.14522

## Figure 8.6
Figure 8.6 LCOE and capacity factor by project of selected feedstocks for bioenergy power generation projects, 2000-2020
Selected feedstock project capacity factor (%) and LCOE (2020 USD/kWh)
Bioenergy
| Product | Capacity factor (%) | LCOE (2020 USD/kWh)
| Bagasse | 97.68% | 0.036572
| Bagasse | 94% | 0.075691
| Bagasse | 91.51% | 0.16954
| Bagasse | 90.41% | 0.045465
| Bagasse | 90.41% | 0.032705
| Bagasse | 90% | 0.088639
| Bagasse | 84.93% | 0.05268
| Bagasse | 83.41% | 0.055177
| Bagasse | 82.19% | 0.045266
| Bagasse | 82.19% | 0.034092
| Bagasse | 82% | 0.11145
| Bagasse | 82% | 0.086787
| Bagasse | 82% | 0.085835
| Bagasse | 82% | 0.084882
| Bagasse | 82% | 0.083967
| Bagasse | 82% | 0.083929
| Bagasse | 82% | 0.082976
| Bagasse | 81.8% | 0.046518
| Bagasse | 78.9% | 0.046023
| Bagasse | 75.81% | 0.047067
| Bagasse | 75.02% | 0.11931
| Bagasse | 74.64% | 0.13038
| Bagasse | 72.25% | 0.075009
| Bagasse | 71.61% | 0.050734
| Bagasse | 71.48% | 0.055859
| Bagasse | 70.27% | 0.05016
| Bagasse | 70% | 0.038468
| Bagasse | 70% | 0.033275
| Bagasse | 67.54% | 0.095913
| Bagasse | 65.45% | 0.045825
| Bagasse | 64.88% | 0.050761
| Bagasse | 64.04% | 0.056995
| Bagasse | 63.9% | 0.054826
| Bagasse | 63.04% | 0.063545
| Bagasse | 63% | 0.067693
| Bagasse | 62% | 0.067559
| Bagasse | 62% | 0.062298
| Bagasse | 61.51% | 0.087917
| Bagasse | 61.16% | 0.060409
| Bagasse | 61.16% | 0.05995
| Bagasse | 60.07% | 0.060456
| Bagasse | 60.07% | 0.059303
| Bagasse | 60% | 0.1893
| Bagasse | 60% | 0.073276
| Bagasse | 60% | 0.062886
| Bagasse | 60% | 0.056751
| Bagasse | 60% | 0.043091
| Bagasse | 59.93% | 0.080653
| Bagasse | 58.71% | 0.041588
| Bagasse | 58.71% | 0.041148
| Bagasse | 57.08% | 0.045448
| Bagasse | 56.16% | 0.053791
| Bagasse | 54.37% | 0.057087
| Bagasse | 54.37% | 0.055987
| Bagasse | 52.14% | 0.053644
| Bagasse | 52.1% | 0.07291
| Bagasse | 51.89% | 0.037146
| Bagasse | 51% | 0.070107
| Bagasse | 50.88% | 0.050486
| Bagasse | 49.43% | 0.059031
| Bagasse | 49.12% | 0.075727
| Bagasse | 49% | 0.17134
| Bagasse | 49% | 0.12509
| Bagasse | 46.15% | 0.076581
| Bagasse | 45.97% | 0.081675
| Bagasse | 45.15% | 0.063136
| Bagasse | 44.75% | 0.12035
| Bagasse | 44.43% | 0.071965
| Bagasse | 44.4% | 0.073763
| Bagasse | 43.84% | 0.037737
| Bagasse | 43.84% | 0.037772
| Bagasse | 43.57% | 0.041783
| Bagasse | 41.32% | 0.073203
| Bagasse | 41.1% | 0.066863
| Bagasse | 41.1% | 0.065861
| Bagasse | 40.89% | 0.065024
| Bagasse | 40.41% | 0.047283
| Bagasse | 39.82% | 0.056273
| Bagasse | 39.47% | 0.068343
| Bagasse | 39.47% | 0.067309
| Bagasse | 39.29% | 0.060692
| Bagasse | 39.04% | 0.055721
| Bagasse | 38.98% | 0.072465
| Bagasse | 37.78% | 0.068351
| Bagasse | 34.45% | 0.044793
| Bagasse | 33.96% | 0.093067
| Bagasse | 32.21% | 0.071064
| Bagasse | 32.21% | 0.069525
| Bagasse | 31.78% | 0.05284
| Bagasse | 31.69% | 0.05304
| Bagasse | 29.97% | 0.064565
| Bagasse | 29.87% | 0.080054
| Bagasse | 29.7% | 0.068958
| Bagasse | 28.12% | 0.057823
| Bagasse | 27.71% | 0.090921
| Bagasse | 27.4% | 0.053715
| Bagasse | 25.62% | 0.060265
| Bagasse | 23.32% | 0.083465
| Bagasse | 19.03% | 0.072462
| Bagasse | 16.34% | 0.14259
| Bagasse | 16.01% | 0.2095
| Bagasse | 15.89% | 0.11024
| Landfill gas | 100% | 0.10412
| Landfill gas | 96.75% | 0.052776
| Landfill gas | 95.89% | 0.063049
| Landfill gas | 95.13% | 0.051435
| Landfill gas | 95% | 0.068827
| Landfill gas | 93.27% | 0.076008
| Landfill gas | 93% | 0.13491
| Landfill gas | 93% | 0.094262
| Landfill gas | 93% | 0.087462
| Landfill gas | 93% | 0.078794
| Landfill gas | 93% | 0.057699
| Landfill gas | 93% | 0.050134
| Landfill gas | 92.91% | 0.085214
| Landfill gas | 92.2% | 0.078091
| Landfill gas | 92.01% | 0.078587
| Landfill gas | 91.32% | 0.068881
| Landfill gas | 91.32% | 0.053568
| Landfill gas | 91.32% | 0.041388
| Landfill gas | 90.54% | 0.043394
| Landfill gas | 89.04% | 0.068253
| Landfill gas | 87.52% | 0.073659
| Landfill gas | 87.52% | 0.072283
| Landfill gas | 86.18% | 0.10605
| Landfill gas | 85.24% | 0.10066
| Landfill gas | 84.94% | 0.055775
| Landfill gas | 84.52% | 0.064115
| Landfill gas | 84% | 0.087896
| Landfill gas | 84% | 0.078887
| Landfill gas | 84% | 0.048092
| Landfill gas | 84% | 0.038142
| Landfill gas | 83.45% | 0.069307
| Landfill gas | 82.52% | 0.041641
| Landfill gas | 82.45% | 0.064864
| Landfill gas | 82.23% | 0.059078
| Landfill gas | 82% | 0.086787
| Landfill gas | 82% | 0.085835
| Landfill gas | 82% | 0.083929
| Landfill gas | 82% | 0.082976
| Landfill gas | 82% | 0.055346
| Landfill gas | 82% | 0.052202
| Landfill gas | 81.74% | 0.051963
| Landfill gas | 81.72% | 0.060648
| Landfill gas | 81.56% | 0.094308
| Landfill gas | 80.86% | 0.034498
| Landfill gas | 80.73% | 0.071169
| Landfill gas | 80.21% | 0.08598
| Landfill gas | 80% | 0.035162
| Landfill gas | 80% | 0.062768
| Landfill gas | 80% | 0.059559
| Landfill gas | 79.91% | 0.087039
| Landfill gas | 79.61% | 0.061099
| Landfill gas | 79.5% | 0.03151
| Landfill gas | 79.19% | 0.08617
| Landfill gas | 78.95% | 0.046895
| Landfill gas | 76.33% | 0.066684
| Landfill gas | 76.22% | 0.073591
| Landfill gas | 76% | 0.10059
| Landfill gas | 75.91% | 0.051173
| Landfill gas | 75.85% | 0.054316
| Landfill gas | 75.69% | 0.096724
| Landfill gas | 75.38% | 0.05132
| Landfill gas | 75% | 0.058582
| Landfill gas | 74.52% | 0.054749
| Landfill gas | 74.2% | 0.14776
| Landfill gas | 74.2% | 0.084659
| Landfill gas | 73.97% | 0.055978
| Landfill gas | 73.23% | 0.058288
| Landfill gas | 73.06% | 0.090566
| Landfill gas | 73.06% | 0.071824
| Landfill gas | 73.06% | 0.064378
| Landfill gas | 73.04% | 0.055196
| Landfill gas | 72% | 0.081108
| Landfill gas | 70.93% | 0.10234
| Landfill gas | 70.91% | 0.092229
| Landfill gas | 70.41% | 0.058526
| Landfill gas | 70% | 0.053305
| Landfill gas | 69.35% | 0.095564
| Landfill gas | 69.35% | 0.074928
| Landfill gas | 68.91% | 0.14557
| Landfill gas | 68.91% | 0.077168
| Landfill gas | 67.69% | 0.06367
| Landfill gas | 67.09% | 0.053233
| Landfill gas | 66.87% | 0.076912
| Landfill gas | 66.82% | 0.056175
| Landfill gas | 66.78% | 0.062303
| Landfill gas | 66.78% | 0.061545
| Landfill gas | 66.78% | 0.060513
| Landfill gas | 66% | 0.083283
| Landfill gas | 65.81% | 0.14624
| Landfill gas | 65.58% | 0.072017
| Landfill gas | 65.58% | 0.084944
| Landfill gas | 65.39% | 0.11498
| Landfill gas | 65% | 0.12043
| Landfill gas | 65% | 0.06053
| Landfill gas | 65% | 0.053996
| Landfill gas | 64.77% | 0.09485
| Landfill gas | 64.13% | 0.078724
| Landfill gas | 63.93% | 0.082843
| Landfill gas | 63.7% | 0.066912
| Landfill gas | 63.66% | 0.069242
| Landfill gas | 63.5% | 0.059058
| Landfill gas | 63% | 0.072548
| Landfill gas | 63% | 0.068407
| Landfill gas | 63% | 0.068264
| Landfill gas | 63% | 0.067693
| Landfill gas | 63% | 0.066979
| Landfill gas | 63% | 0.066836
| Landfill gas | 63% | 0.061683
| Landfill gas | 62.67% | 0.081601
| Landfill gas | 62.67% | 0.080045
| Landfill gas | 62.1% | 0.11099
| Landfill gas | 62.09% | 0.10237
| Landfill gas | 60.88% | 0.05574
| Landfill gas | 60.83% | 0.064742
| Landfill gas | 60.77% | 0.078011
| Landfill gas | 60.71% | 0.055446
| Landfill gas | 60.51% | 0.093186
| Landfill gas | 60.51% | 0.11444
| Landfill gas | 60.05% | 0.067681
| Landfill gas | 59.94% | 0.057394
| Landfill gas | 59.73% | 0.09613
| Landfill gas | 59.69% | 0.06089
| Landfill gas | 59.67% | 0.096787
| Landfill gas | 59.36% | 0.11041
| Landfill gas | 59.31% | 0.070665
| Landfill gas | 58.5% | 0.096463
| Landfill gas | 58.39% | 0.050845
| Landfill gas | 57.9% | 0.053695
| Landfill gas | 57.88% | 0.051378
| Landfill gas | 57.65% | 0.058422
| Landfill gas | 57.53% | 0.12219
| Landfill gas | 57.53% | 0.085654
| Landfill gas | 57.53% | 0.060387
| Landfill gas | 57.25% | 0.098826
| Landfill gas | 57.2% | 0.10023
| Landfill gas | 57.08% | 0.11758
| Landfill gas | 57.08% | 0.094295
| Landfill gas | 57.04% | 0.093406
| Landfill gas | 56.89% | 0.12121
| Landfill gas | 56.1% | 0.0605
| Landfill gas | 55.95% | 0.13141
| Landfill gas | 55.9% | 0.045605
| Landfill gas | 55.81% | 0.10429
| Landfill gas | 55.62% | 0.11491
| Landfill gas | 55.51% | 0.10284
| Landfill gas | 55.43% | 0.06339
| Landfill gas | 54.66% | 0.094243
| Landfill gas | 54.42% | 0.11416
| Landfill gas | 54.25% | 0.16797
| Landfill gas | 54.17% | 0.11355
| Landfill gas | 54% | 0.10765
| Landfill gas | 54% | 0.094927
| Landfill gas | 53.94% | 0.08189
| Landfill gas | 53.81% | 0.076356
| Landfill gas | 53.59% | 0.11241
| Landfill gas | 53.48% | 0.10674
| Landfill gas | 53.25% | 0.06268
| Landfill gas | 53.14% | 0.075535
| Landfill gas | 52.95% | 0.088331
| Landfill gas | 52.93% | 0.11365
| Landfill gas | 52.84% | 0.049454
| Landfill gas | 52.32% | 0.081227
| Landfill gas | 52.05% | 0.11143
| Landfill gas | 51.82% | 0.095021
| Landfill gas | 51.33% | 0.10589
| Landfill gas | 51.25% | 0.16681
| Landfill gas | 51.13% | 0.095944
| Landfill gas | 51.02% | 0.13049
| Landfill gas | 50.79% | 0.07126
| Landfill gas | 50.68% | 0.14072
| Landfill gas | 50.64% | 0.057266
| Landfill gas | 50.42% | 0.075784
| Landfill gas | 50.23% | 0.13561
| Landfill gas | 49.8% | 0.10108
| Landfill gas | 49.5% | 0.071544
| Landfill gas | 49.47% | 0.10654
| Landfill gas | 49.43% | 0.051404
| Landfill gas | 49.26% | 0.073402
| Landfill gas | 49.23% | 0.087996
| Landfill gas | 48.96% | 0.038284
| Landfill gas | 48.58% | 0.060179
| Landfill gas | 48.4% | 0.13388
| Landfill gas | 48.4% | 0.1332
| Landfill gas | 47.75% | 0.1006
| Landfill gas | 47.49% | 0.106
| Landfill gas | 47% | 0.075669
| Landfill gas | 46.02% | 0.06514
| Landfill gas | 46% | 0.16709
| Landfill gas | 45.55% | 0.093693
| Landfill gas | 45.49% | 0.088487
| Landfill gas | 45.35% | 0.10256
| Landfill gas | 44.62% | 0.10667
| Landfill gas | 43.84% | 0.1033
| Landfill gas | 43.77% | 0.082939
| Landfill gas | 43.38% | 0.070109
| Landfill gas | 42.81% | 0.10219
| Landfill gas | 42.81% | 0.054299
| Landfill gas | 42.36% | 0.11628
| Landfill gas | 41.75% | 0.096893
| Landfill gas | 41.66% | 0.087718
| Landfill gas | 41.62% | 0.14092
| Landfill gas | 41.07% | 0.21769
| Landfill gas | 40.29% | 0.0707
| Landfill gas | 39.39% | 0.062873
| Landfill gas | 38.84% | 0.10972
| Landfill gas | 38.55% | 0.11486
| Landfill gas | 37.96% | 0.09363
| Landfill gas | 37.92% | 0.16631
| Landfill gas | 36.82% | 0.077949
| Landfill gas | 35.91% | 0.088099
| Landfill gas | 35.81% | 0.092437
| Landfill gas | 32.69% | 0.19173
| Landfill gas | 31.42% | 0.1105
| Landfill gas | 31.01% | 0.082343
| Landfill gas | 29.49% | 0.14324
| Landfill gas | 29.18% | 0.18534
| Landfill gas | 27.42% | 0.093561
| Landfill gas | 27.08% | 0.061248
| Landfill gas | 26.89% | 0.10041
| Landfill gas | 26.86% | 0.093848
| Landfill gas | 22.02% | 0.18454
| Landfill gas | 20.64% | 0.11886
| Other vegetal and agricultural waste | 95.89% | 0.092917
| Other vegetal and agricultural waste | 93.15% | 0.045914
| Other vegetal and agricultural waste | 93% | 0.15038
| Other vegetal and agricultural waste | 93% | 0.10975
| Other vegetal and agricultural waste | 93% | 0.10802
| Other vegetal and agricultural waste | 93% | 0.078447
| Other vegetal and agricultural waste | 93% | 0.077068
| Other vegetal and agricultural waste | 93% | 0.070328
| Other vegetal and agricultural waste | 92% | 0.06716
| Other vegetal and agricultural waste | 91.32% | 0.12228
| Other vegetal and agricultural waste | 91.32% | 0.1184
| Other vegetal and agricultural waste | 91.32% | 0.095669
| Other vegetal and agricultural waste | 91.32% | 0.084688
| Other vegetal and agricultural waste | 91.32% | 0.081852
| Other vegetal and agricultural waste | 91.32% | 0.036744
| Other vegetal and agricultural waste | 91.32% | 0.032928
| Other vegetal and agricultural waste | 90.41% | 0.049745
| Other vegetal and agricultural waste | 90% | 0.080284
| Other vegetal and agricultural waste | 89.04% | 0.081527
| Other vegetal and agricultural waste | 86.6% | 0.12444
| Other vegetal and agricultural waste | 86.6% | 0.097347
| Other vegetal and agricultural waste | 86.6% | 0.084982
| Other vegetal and agricultural waste | 86.6% | 0.052457
| Other vegetal and agricultural waste | 86.6% | 0.032548
| Other vegetal and agricultural waste | 85.32% | 0.043376
| Other vegetal and agricultural waste | 85% | 0.15941
| Other vegetal and agricultural waste | 85% | 0.10051
| Other vegetal and agricultural waste | 85% | 0.070054
| Other vegetal and agricultural waste | 85% | 0.056204
| Other vegetal and agricultural waste | 83.98% | 0.050281
| Other vegetal and agricultural waste | 83.18% | 0.077885
| Other vegetal and agricultural waste | 82.76% | 0.15444
| Other vegetal and agricultural waste | 82.09% | 0.065597
| Other vegetal and agricultural waste | 82.09% | 0.10046
| Other vegetal and agricultural waste | 82% | 0.084882
| Other vegetal and agricultural waste | 81.37% | 0.050687
| Other vegetal and agricultural waste | 81.37% | 0.046486
| Other vegetal and agricultural waste | 81.37% | 0.041034
| Other vegetal and agricultural waste | 81.37% | 0.043726
| Other vegetal and agricultural waste | 80.76% | 0.065994
| Other vegetal and agricultural waste | 80.51% | 0.055989
| Other vegetal and agricultural waste | 80.11% | 0.085251
| Other vegetal and agricultural waste | 80.02% | 0.066189
| Other vegetal and agricultural waste | 80% | 0.13676
| Other vegetal and agricultural waste | 80% | 0.08467
| Other vegetal and agricultural waste | 80% | 0.067652
| Other vegetal and agricultural waste | 80% | 0.065051
| Other vegetal and agricultural waste | 80% | 0.060667
| Other vegetal and agricultural waste | 80% | 0.054502
| Other vegetal and agricultural waste | 80% | 0.052636
| Other vegetal and agricultural waste | 80% | 0.052511
| Other vegetal and agricultural waste | 80% | 0.050288
| Other vegetal and agricultural waste | 80% | 0.049336
| Other vegetal and agricultural waste | 80% | 0.046299
| Other vegetal and agricultural waste | 80% | 0.044037
| Other vegetal and agricultural waste | 80% | 0.041482
| Other vegetal and agricultural waste | 80% | 0.04017
| Other vegetal and agricultural waste | 80% | 0.036969
| Other vegetal and agricultural waste | 79.91% | 0.12317
| Other vegetal and agricultural waste | 79.91% | 0.05
| Other vegetal and agricultural waste | 79.2% | 0.045821
| Other vegetal and agricultural waste | 78.28% | 0.037079
| Other vegetal and agricultural waste | 78.27% | 0.037185
| Other vegetal and agricultural waste | 78.26% | 0.073029
| Other vegetal and agricultural waste | 78.14% | 0.11398
| Other vegetal and agricultural waste | 78.01% | 0.04929
| Other vegetal and agricultural waste | 77.35% | 0.050578
| Other vegetal and agricultural waste | 76.11% | 0.052136
| Other vegetal and agricultural waste | 76.11% | 0.050684
| Other vegetal and agricultural waste | 75.34% | 0.052476
| Other vegetal and agricultural waste | 75.34% | 0.049924
| Other vegetal and agricultural waste | 75% | 0.066151
| Other vegetal and agricultural waste | 75% | 0.049975
| Other vegetal and agricultural waste | 74.2% | 0.051674
| Other vegetal and agricultural waste | 74.2% | 0.050243
| Other vegetal and agricultural waste | 74.2% | 0.048162
| Other vegetal and agricultural waste | 74.2% | 0.048046
| Other vegetal and agricultural waste | 74.08% | 0.047548
| Other vegetal and agricultural waste | 73.35% | 0.081114
| Other vegetal and agricultural waste | 73.3% | 0.043287
| Other vegetal and agricultural waste | 73.29% | 0.061979
| Other vegetal and agricultural waste | 72.96% | 0.044701
| Other vegetal and agricultural waste | 72.67% | 0.058473
| Other vegetal and agricultural waste | 72.67% | 0.059439
| Other vegetal and agricultural waste | 72.51% | 0.048488
| Other vegetal and agricultural waste | 72.47% | 0.052453
| Other vegetal and agricultural waste | 72.47% | 0.0475
| Other vegetal and agricultural waste | 72.46% | 0.052842
| Other vegetal and agricultural waste | 72.33% | 0.060847
| Other vegetal and agricultural waste | 72.33% | 0.051043
| Other vegetal and agricultural waste | 72.33% | 0.051365
| Other vegetal and agricultural waste | 72.32% | 0.051039
| Other vegetal and agricultural waste | 72.32% | 0.051001
| Other vegetal and agricultural waste | 72% | 0.056474
| Other vegetal and agricultural waste | 72% | 0.054806
| Other vegetal and agricultural waste | 72% | 0.054324
| Other vegetal and agricultural waste | 72% | 0.054129
| Other vegetal and agricultural waste | 72% | 0.052532
| Other vegetal and agricultural waste | 72% | 0.050586
| Other vegetal and agricultural waste | 72% | 0.050286
| Other vegetal and agricultural waste | 72% | 0.050284
| Other vegetal and agricultural waste | 72% | 0.050071
| Other vegetal and agricultural waste | 72% | 0.049828
| Other vegetal and agricultural waste | 72% | 0.049377
| Other vegetal and agricultural waste | 72% | 0.049372
| Other vegetal and agricultural waste | 72% | 0.047868
| Other vegetal and agricultural waste | 71.99% | 0.052966
| Other vegetal and agricultural waste | 71.92% | 0.076129
| Other vegetal and agricultural waste | 71.66% | 0.059113
| Other vegetal and agricultural waste | 71.61% | 0.044756
| Other vegetal and agricultural waste | 71.35% | 0.031026
| Other vegetal and agricultural waste | 71.12% | 0.051425
| Other vegetal and agricultural waste | 71.04% | 0.051482
| Other vegetal and agricultural waste | 71.04% | 0.051422
| Other vegetal and agricultural waste | 71.04% | 0.051317
| Other vegetal and agricultural waste | 70.96% | 0.051447
| Other vegetal and agricultural waste | 70.96% | 0.051326
| Other vegetal and agricultural waste | 70.88% | 0.0515
| Other vegetal and agricultural waste | 70.72% | 0.050754
| Other vegetal and agricultural waste | 70.56% | 0.044539
| Other vegetal and agricultural waste | 70.4% | 0.052891
| Other vegetal and agricultural waste | 70.4% | 0.052236
| Other vegetal and agricultural waste | 70.32% | 0.050163
| Other vegetal and agricultural waste | 70.25% | 0.070908
| Other vegetal and agricultural waste | 70% | 0.060335
| Other vegetal and agricultural waste | 70% | 0.054684
| Other vegetal and agricultural waste | 70% | 0.052441
| Other vegetal and agricultural waste | 70% | 0.05222
| Other vegetal and agricultural waste | 70% | 0.049796
| Other vegetal and agricultural waste | 70% | 0.047495
| Other vegetal and agricultural waste | 70% | 0.045727
| Other vegetal and agricultural waste | 69.96% | 0.064223
| Other vegetal and agricultural waste | 69.92% | 0.052763
| Other vegetal and agricultural waste | 69.86% | 0.068031
| Other vegetal and agricultural waste | 69.86% | 0.046481
| Other vegetal and agricultural waste | 69.52% | 0.052651
| Other vegetal and agricultural waste | 69.16% | 0.058052
| Other vegetal and agricultural waste | 69.16% | 0.058911
| Other vegetal and agricultural waste | 69.16% | 0.057737
| Other vegetal and agricultural waste | 68.87% | 0.033236
| Other vegetal and agricultural waste | 68.78% | 0.048151
| Other vegetal and agricultural waste | 68.71% | 0.041891
| Other vegetal and agricultural waste | 68.71% | 0.043098
| Other vegetal and agricultural waste | 68.49% | 0.053949
| Other vegetal and agricultural waste | 68.49% | 0.050537
| Other vegetal and agricultural waste | 68.49% | 0.049156
| Other vegetal and agricultural waste | 68.49% | 0.049121
| Other vegetal and agricultural waste | 67.52% | 0.052831
| Other vegetal and agricultural waste | 67.5% | 0.078615
| Other vegetal and agricultural waste | 67.5% | 0.052447
| Other vegetal and agricultural waste | 67.32% | 0.048641
| Other vegetal and agricultural waste | 66.97% | 0.051374
| Other vegetal and agricultural waste | 66.7% | 0.079154
| Other vegetal and agricultural waste | 66.62% | 0.053561
| Other vegetal and agricultural waste | 66.41% | 0.04788
| Other vegetal and agricultural waste | 65.82% | 0.050822
| Other vegetal and agricultural waste | 65.31% | 0.063192
| Other vegetal and agricultural waste | 65.3% | 0.060621
| Other vegetal and agricultural waste | 65.3% | 0.055232
| Other vegetal and agricultural waste | 65.3% | 0.054502
| Other vegetal and agricultural waste | 65.3% | 0.054379
| Other vegetal and agricultural waste | 65.3% | 0.053868
| Other vegetal and agricultural waste | 65.3% | 0.053404
| Other vegetal and agricultural waste | 65.3% | 0.053046
| Other vegetal and agricultural waste | 65.3% | 0.052554
| Other vegetal and agricultural waste | 65.3% | 0.052405
| Other vegetal and agricultural waste | 65.3% | 0.052346
| Other vegetal and agricultural waste | 65.3% | 0.052135
| Other vegetal and agricultural waste | 65.3% | 0.051937
| Other vegetal and agricultural waste | 65.3% | 0.051829
| Other vegetal and agricultural waste | 65.3% | 0.05166
| Other vegetal and agricultural waste | 65.3% | 0.051551
| Other vegetal and agricultural waste | 65.3% | 0.051405
| Other vegetal and agricultural waste | 65.3% | 0.04897
| Other vegetal and agricultural waste | 65.3% | 0.059139
| Other vegetal and agricultural waste | 65.3% | 0.057983
| Other vegetal and agricultural waste | 65.3% | 0.05521
| Other vegetal and agricultural waste | 65.3% | 0.054054
| Other vegetal and agricultural waste | 65.3% | 0.053866
| Other vegetal and agricultural waste | 65.3% | 0.052133
| Other vegetal and agricultural waste | 65.3% | 0.052118
| Other vegetal and agricultural waste | 65.3% | 0.050966
| Other vegetal and agricultural waste | 65.3% | 0.050174
| Other vegetal and agricultural waste | 65.1% | 0.069035
| Other vegetal and agricultural waste | 65.1% | 0.062074
| Other vegetal and agricultural waste | 65.1% | 0.058125
| Other vegetal and agricultural waste | 65.1% | 0.056025
| Other vegetal and agricultural waste | 65.1% | 0.054021
| Other vegetal and agricultural waste | 65.1% | 0.05278
| Other vegetal and agricultural waste | 65.1% | 0.046248
| Other vegetal and agricultural waste | 65.1% | 0.033773
| Other vegetal and agricultural waste | 65.09% | 0.052156
| Other vegetal and agricultural waste | 65% | 0.049803
| Other vegetal and agricultural waste | 64.69% | 0.066655
| Other vegetal and agricultural waste | 64.61% | 0.054211
| Other vegetal and agricultural waste | 64.28% | 0.039207
| Other vegetal and agricultural waste | 64.18% | 0.061936
| Other vegetal and agricultural waste | 64.11% | 0.15738
| Other vegetal and agricultural waste | 64.11% | 0.15766
| Other vegetal and agricultural waste | 63.93% | 0.064861
| Other vegetal and agricultural waste | 63.83% | 0.053958
| Other vegetal and agricultural waste | 63.81% | 0.053104
| Other vegetal and agricultural waste | 63.81% | 0.052422
| Other vegetal and agricultural waste | 63.81% | 0.050038
| Other vegetal and agricultural waste | 63.7% | 0.050258
| Other vegetal and agricultural waste | 63.65% | 0.052294
| Other vegetal and agricultural waste | 63.65% | 0.051996
| Other vegetal and agricultural waste | 63.65% | 0.050199
| Other vegetal and agricultural waste | 63.58% | 0.054049
| Other vegetal and agricultural waste | 63.29% | 0.042086
| Other vegetal and agricultural waste | 63.11% | 0.043019
| Other vegetal and agricultural waste | 63.07% | 0.059532
| Other vegetal and agricultural waste | 63.07% | 0.058533
| Other vegetal and agricultural waste | 63% | 0.072548
| Other vegetal and agricultural waste | 63% | 0.05771
| Other vegetal and agricultural waste | 63% | 0.054777
| Other vegetal and agricultural waste | 63% | 0.052012
| Other vegetal and agricultural waste | 62.93% | 0.056254
| Other vegetal and agricultural waste | 62.79% | 0.062524
| Other vegetal and agricultural waste | 62.62% | 0.055577
| Other vegetal and agricultural waste | 62.02% | 0.053604
| Other vegetal and agricultural waste | 61.83% | 0.031904
| Other vegetal and agricultural waste | 61.64% | 0.047927
| Other vegetal and agricultural waste | 61.64% | 0.043416
| Other vegetal and agricultural waste | 61.64% | 0.064791
| Other vegetal and agricultural waste | 61.64% | 0.061388
| Other vegetal and agricultural waste | 61.64% | 0.056907
| Other vegetal and agricultural waste | 61.64% | 0.053732
| Other vegetal and agricultural waste | 61.64% | 0.053121
| Other vegetal and agricultural waste | 61.64% | 0.049696
| Other vegetal and agricultural waste | 61.64% | 0.049455
| Other vegetal and agricultural waste | 61.64% | 0.043756
| Other vegetal and agricultural waste | 61.6% | 0.055714
| Other vegetal and agricultural waste | 61.27% | 0.046383
| Other vegetal and agricultural waste | 61.24% | 0.046371
| Other vegetal and agricultural waste | 61.19% | 0.057585
| Other vegetal and agricultural waste | 61.03% | 0.056286
| Other vegetal and agricultural waste | 60.88% | 0.035905
| Other vegetal and agricultural waste | 60.62% | 0.051755
| Other vegetal and agricultural waste | 60.41% | 0.050662
| Other vegetal and agricultural waste | 60.32% | 0.036164
| Other vegetal and agricultural waste | 60.27% | 0.059257
| Other vegetal and agricultural waste | 60.27% | 0.05915
| Other vegetal and agricultural waste | 60.27% | 0.059035
| Other vegetal and agricultural waste | 60.27% | 0.0579
| Other vegetal and agricultural waste | 60.27% | 0.056239
| Other vegetal and agricultural waste | 60.27% | 0.056176
| Other vegetal and agricultural waste | 60.27% | 0.055215
| Other vegetal and agricultural waste | 60.27% | 0.055164
| Other vegetal and agricultural waste | 60.27% | 0.054432
| Other vegetal and agricultural waste | 59.93% | 0.053956
| Other vegetal and agricultural waste | 59.93% | 0.053337
| Other vegetal and agricultural waste | 59.93% | 0.052421
| Other vegetal and agricultural waste | 59.6% | 0.05694
| Other vegetal and agricultural waste | 59.59% | 0.058016
| Other vegetal and agricultural waste | 59.59% | 0.048628
| Other vegetal and agricultural waste | 59.59% | 0.057455
| Other vegetal and agricultural waste | 58.98% | 0.065543
| Other vegetal and agricultural waste | 58.98% | 0.057575
| Other vegetal and agricultural waste | 58.9% | 0.06734
| Other vegetal and agricultural waste | 58.32% | 0.056088
| Other vegetal and agricultural waste | 58.22% | 0.06958
| Other vegetal and agricultural waste | 58.22% | 0.056685
| Other vegetal and agricultural waste | 57.86% | 0.057973
| Other vegetal and agricultural waste | 57.76% | 0.067009
| Other vegetal and agricultural waste | 57.76% | 0.063829
| Other vegetal and agricultural waste | 57.53% | 0.055232
| Other vegetal and agricultural waste | 57.39% | 0.047931
| Other vegetal and agricultural waste | 57.29% | 0.054884
| Other vegetal and agricultural waste | 57.13% | 0.059805
| Other vegetal and agricultural waste | 57.08% | 0.069892
| Other vegetal and agricultural waste | 56.96% | 0.056217
| Other vegetal and agricultural waste | 56.78% | 0.034177
| Other vegetal and agricultural waste | 56.16% | 0.059874
| Other vegetal and agricultural waste | 56% | 0.063403
| Other vegetal and agricultural waste | 55.25% | 0.065571
| Other vegetal and agricultural waste | 55.25% | 0.062812
| Other vegetal and agricultural waste | 55.25% | 0.059522
| Other vegetal and agricultural waste | 55.25% | 0.058461
| Other vegetal and agricultural waste | 55.18% | 0.062252
| Other vegetal and agricultural waste | 55.18% | 0.06221
| Other vegetal and agricultural waste | 54.94% | 0.086909
| Other vegetal and agricultural waste | 54.75% | 0.059528
| Other vegetal and agricultural waste | 54.75% | 0.058401
| Other vegetal and agricultural waste | 54.62% | 0.059519
| Other vegetal and agricultural waste | 54% | 0.061767
| Other vegetal and agricultural waste | 53.31% | 0.066299
| Other vegetal and agricultural waste | 53.27% | 0.048497
| Other vegetal and agricultural waste | 52.74% | 0.058089
| Other vegetal and agricultural waste | 51.11% | 0.04757
| Other vegetal and agricultural waste | 50.39% | 0.060673
| Other vegetal and agricultural waste | 49.94% | 0.072235
| Other vegetal and agricultural waste | 48.89% | 0.082611
| Other vegetal and agricultural waste | 46.41% | 0.052185
| Other vegetal and agricultural waste | 45.66% | 0.074072
| Other vegetal and agricultural waste | 45.61% | 0.067477
| Other vegetal and agricultural waste | 44.34% | 0.12195
| Other vegetal and agricultural waste | 43.4% | 0.063336
| Other vegetal and agricultural waste | 42.62% | 0.13052
| Other vegetal and agricultural waste | 37.09% | 0.1038
| Other vegetal and agricultural waste | 22.83% | 0.22775
| Other vegetal and agricultural waste | 19.43% | 0.12918
| Rice husks | 92% | 0.071253
| Rice husks | 90.47% | 0.058699
| Rice husks | 90.41% | 0.1314
| Rice husks | 90.41% | 0.039211
| Rice husks | 90.41% | 0.051608
| Rice husks | 90.41% | 0.03761
| Rice husks | 90.41% | 0.032665
| Rice husks | 90.37% | 0.046184
| Rice husks | 90% | 0.070473
| Rice husks | 88.6% | 0.057608
| Rice husks | 88.15% | 0.05543
| Rice husks | 86.3% | 0.040839
| Rice husks | 85% | 0.061847
| Rice husks | 84.45% | 0.042257
| Rice husks | 83.33% | 0.046989
| Rice husks | 82.64% | 0.042429
| Rice husks | 82.6% | 0.049993
| Rice husks | 82.19% | 0.045358
| Rice husks | 82% | 0.086787
| Rice husks | 82% | 0.082976
| Rice husks | 81.95% | 0.06272
| Rice husks | 81.37% | 0.064744
| Rice husks | 81.37% | 0.04917
| Rice husks | 81.28% | 0.045139
| Rice husks | 81.18% | 0.063807
| Rice husks | 81% | 0.069027
| Rice husks | 80% | 0.095995
| Rice husks | 80% | 0.046421
| Rice husks | 80% | 0.039645
| Rice husks | 78.3% | 0.066682
| Rice husks | 77.26% | 0.055807
| Rice husks | 76.33% | 0.071475
| Rice husks | 76.09% | 0.053325
| Rice husks | 75.84% | 0.068595
| Rice husks | 73.24% | 0.05121
| Rice husks | 73.23% | 0.044555
| Rice husks | 73.06% | 0.065038
| Rice husks | 73.06% | 0.062317
| Rice husks | 73.06% | 0.044897
| Rice husks | 72.33% | 0.054208
| Rice husks | 72.33% | 0.045555
| Rice husks | 72.33% | 0.043434
| Rice husks | 72.33% | 0.049054
| Rice husks | 72.27% | 0.042759
| Rice husks | 72% | 0.041719
| Rice husks | 71.61% | 0.045737
| Rice husks | 71.2% | 0.054949
| Rice husks | 70% | 0.046386
| Rice husks | 70% | 0.057093
| Rice husks | 70% | 0.054114
| Rice husks | 70% | 0.052791
| Rice husks | 70% | 0.052215
| Rice husks | 70% | 0.052166
| Rice husks | 70% | 0.046303
| Rice husks | 70% | 0.043867
| Rice husks | 70% | 0.040977
| Rice husks | 70% | 0.034727
| Rice husks | 69.35% | 0.047238
| Rice husks | 69.16% | 0.042366
| Rice husks | 68.01% | 0.04857
| Rice husks | 67.81% | 0.070178
| Rice husks | 67.81% | 0.048394
| Rice husks | 67.81% | 0.04222
| Rice husks | 67.07% | 0.051782
| Rice husks | 66.58% | 0.053996
| Rice husks | 65.74% | 0.047741
| Rice husks | 65.64% | 0.066005
| Rice husks | 65.3% | 0.052747
| Rice husks | 65.3% | 0.035162
| Rice husks | 65.21% | 0.063739
| Rice husks | 65.1% | 0.047665
| Rice husks | 65.09% | 0.047019
| Rice husks | 65.07% | 0.12358
| Rice husks | 65% | 0.059367
| Rice husks | 65% | 0.056599
| Rice husks | 65% | 0.055409
| Rice husks | 64.37% | 0.049981
| Rice husks | 63.93% | 0.032663
| Rice husks | 63.7% | 0.053287
| Rice husks | 63.66% | 0.048419
| Rice husks | 63.65% | 0.04591
| Rice husks | 63.43% | 0.053643
| Rice husks | 63.06% | 0.057397
| Rice husks | 63% | 0.070549
| Rice husks | 63% | 0.069121
| Rice husks | 61.48% | 0.043551
| Rice husks | 61% | 0.058444
| Rice husks | 60.88% | 0.045036
| Rice husks | 60.29% | 0.058734
| Rice husks | 60.27% | 0.058446
| Rice husks | 60.27% | 0.062612
| Rice husks | 60.27% | 0.059146
| Rice husks | 60.27% | 0.059058
| Rice husks | 60.27% | 0.058833
| Rice husks | 60.27% | 0.058067
| Rice husks | 60.27% | 0.057931
| Rice husks | 60.27% | 0.057484
| Rice husks | 60.27% | 0.057047
| Rice husks | 60.27% | 0.056328
| Rice husks | 60.27% | 0.055663
| Rice husks | 60.27% | 0.054839
| Rice husks | 58.22% | 0.06054
| Rice husks | 58.22% | 0.077401
| Rice husks | 57.31% | 0.071206
| Rice husks | 57.09% | 0.058488
| Rice husks | 55.34% | 0.060373
| Rice husks | 53.51% | 0.065273
| Rice husks | 48.52% | 0.049011
| Rice husks | 48.04% | 0.043874
| Rice husks | 33.09% | 0.08036
| Renewable Municipal Waste | 93% | 0.19405
| Renewable Municipal Waste | 93% | 0.17017
| Renewable Municipal Waste | 93% | 0.16146
| Renewable Municipal Waste | 93% | 0.1459
| Renewable Municipal Waste | 93% | 0.12634
| Renewable Municipal Waste | 93% | 0.11878
| Renewable Municipal Waste | 93% | 0.10441
| Renewable Municipal Waste | 92.67% | 0.16115
| Renewable Municipal Waste | 92.06% | 0.12448
| Renewable Municipal Waste | 91.32% | 0.11788
| Renewable Municipal Waste | 91.32% | 0.16969
| Renewable Municipal Waste | 86.6% | 0.24669
| Renewable Municipal Waste | 86.6% | 0.22796
| Renewable Municipal Waste | 86.6% | 0.21212
| Renewable Municipal Waste | 86.6% | 0.20385
| Renewable Municipal Waste | 86.6% | 0.16981
| Renewable Municipal Waste | 86.6% | 0.16557
| Renewable Municipal Waste | 86.6% | 0.16519
| Renewable Municipal Waste | 86.6% | 0.15637
| Renewable Municipal Waste | 86.6% | 0.1384
| Renewable Municipal Waste | 86.6% | 0.13172
| Renewable Municipal Waste | 86.6% | 0.047769
| Renewable Municipal Waste | 86.6% | 0.039248
| Renewable Municipal Waste | 82% | 0.086787
| Renewable Municipal Waste | 80% | 0.051918
| Renewable Municipal Waste | 79% | 0.043314
| Renewable Municipal Waste | 77% | 0.10989
| Renewable Municipal Waste | 77% | 0.042637
| Renewable Municipal Waste | 75% | 0.071991
| Renewable Municipal Waste | 75% | 0.053219
| Renewable Municipal Waste | 75% | 0.049113
| Renewable Municipal Waste | 75% | 0.046196
| Renewable Municipal Waste | 74% | 0.14969
| Renewable Municipal Waste | 66% | 0.14914
| Renewable Municipal Waste | 66% | 0.14714
| Renewable Municipal Waste | 66% | 0.095784
| Renewable Municipal Waste | 65% | 0.14544
| Renewable Municipal Waste | 65% | 0.10475
| Renewable Municipal Waste | 64.94% | 0.044142
| Renewable Municipal Waste | 63% | 0.066836
| Renewable Municipal Waste | 63% | 0.052506
| Renewable Municipal Waste | 57% | 0.1391
| Renewable Municipal Waste | 56.32% | 0.059445
| Renewable Municipal Waste | 42.24% | 0.10652
| Wood waste | 95% | 0.068053
| Wood waste | 94.29% | 0.10069
| Wood waste | 93.31% | 0.14925
| Wood waste | 93% | 0.17441
| Wood waste | 93% | 0.12523
| Wood waste | 93% | 0.10953
| Wood waste | 93% | 0.10802
| Wood waste | 93% | 0.107
| Wood waste | 93% | 0.1046
| Wood waste | 93% | 0.095086
| Wood waste | 93% | 0.09082
| Wood waste | 93% | 0.08977
| Wood waste | 93% | 0.088522
| Wood waste | 93% | 0.083372
| Wood waste | 93% | 0.074415
| Wood waste | 93% | 0.071561
| Wood waste | 93% | 0.068257
| Wood waste | 93% | 0.067363
| Wood waste | 93% | 0.067323
| Wood waste | 93% | 0.064725
| Wood waste | 93% | 0.063401
| Wood waste | 93% | 0.060513
| Wood waste | 93% | 0.05641
| Wood waste | 93% | 0.055868
| Wood waste | 93% | 0.050134
| Wood waste | 93% | 0.050026
| Wood waste | 93% | 0.03985
| Wood waste | 91.9% | 0.14874
| Wood waste | 91.78% | 0.066673
| Wood waste | 91.32% | 0.075793
| Wood waste | 90.94% | 0.031375
| Wood waste | 90% | 0.11171
| Wood waste | 90% | 0.095387
| Wood waste | 89.2% | 0.1205
| Wood waste | 88.53% | 0.091299
| Wood waste | 88% | 0.067044
| Wood waste | 87.94% | 0.075382
| Wood waste | 86.76% | 0.054674
| Wood waste | 86.6% | 0.17151
| Wood waste | 86.6% | 0.15673
| Wood waste | 86.6% | 0.14731
| Wood waste | 86.6% | 0.13717
| Wood waste | 86.6% | 0.13503
| Wood waste | 86.6% | 0.13437
| Wood waste | 86.6% | 0.11183
| Wood waste | 86.6% | 0.099595
| Wood waste | 86.6% | 0.095833
| Wood waste | 86.6% | 0.079644
| Wood waste | 86.6% | 0.079198
| Wood waste | 85.68% | 0.067864
| Wood waste | 85% | 0.07232
| Wood waste | 85% | 0.067581
| Wood waste | 85% | 0.060848
| Wood waste | 84.58% | 0.04192
| Wood waste | 83.9% | 0.052523
| Wood waste | 83.52% | 0.10584
| Wood waste | 83.17% | 0.07778
| Wood waste | 83.02% | 0.049751
| Wood waste | 82.8% | 0.054434
| Wood waste | 82.74% | 0.09173
| Wood waste | 82.58% | 0.079848
| Wood waste | 82% | 0.085835
| Wood waste | 82% | 0.084882
| Wood waste | 82% | 0.082976
| Wood waste | 81.74% | 0.038754
| Wood waste | 81.34% | 0.1322
| Wood waste | 80.46% | 0.16865
| Wood waste | 80.03% | 0.17925
| Wood waste | 80% | 0.23808
| Wood waste | 80% | 0.16967
| Wood waste | 80% | 0.14065
| Wood waste | 80% | 0.13029
| Wood waste | 80% | 0.067745
| Wood waste | 80% | 0.049094
| Wood waste | 79.15% | 0.055073
| Wood waste | 76.34% | 0.060941
| Wood waste | 76.15% | 0.077339
| Wood waste | 76.14% | 0.057132
| Wood waste | 76.1% | 0.14535
| Wood waste | 76.1% | 0.086126
| Wood waste | 75.39% | 0.053991
| Wood waste | 75.27% | 0.080144
| Wood waste | 75.27% | 0.077629
| Wood waste | 75.27% | 0.076475
| Wood waste | 75.27% | 0.075456
| Wood waste | 75.09% | 0.056741
| Wood waste | 75% | 0.15481
| Wood waste | 75% | 0.10342
| Wood waste | 75% | 0.097377
| Wood waste | 75% | 0.0958
| Wood waste | 75% | 0.088229
| Wood waste | 75% | 0.084391
| Wood waste | 75% | 0.078035
| Wood waste | 75% | 0.055676
| Wood waste | 74.79% | 0.14198
| Wood waste | 74.2% | 0.069774
| Wood waste | 74.2% | 0.18526
| Wood waste | 74.2% | 0.045382
| Wood waste | 74.2% | 0.04583
| Wood waste | 74.16% | 0.051658
| Wood waste | 74% | 0.14701
| Wood waste | 73.82% | 0.062265
| Wood waste | 72.86% | 0.052367
| Wood waste | 72% | 0.10456
| Wood waste | 72% | 0.091955
| Wood waste | 72% | 0.03366
| Wood waste | 70% | 0.034458
| Wood waste | 69.08% | 0.072593
| Wood waste | 68.74% | 0.054842
| Wood waste | 68.49% | 0.039522
| Wood waste | 66% | 0.16119
| Wood waste | 66% | 0.11832
| Wood waste | 66% | 0.11669
| Wood waste | 64.83% | 0.052197
| Wood waste | 64.3% | 0.057229
| Wood waste | 61.15% | 0.19414
| Wood waste | 60.27% | 0.040718
| Wood waste | 60.27% | 0.045841
| Wood waste | 60.27% | 0.044124
| Wood waste | 60% | 0.040963
| Wood waste | 57% | 0.093746
| Wood waste | 57% | 0.035929
| Wood waste | 56.81% | 0.064208
| Wood waste | 54.79% | 0.15267
| Wood waste | 52.36% | 0.054644
| Wood waste | 52.32% | 0.16742
| Wood waste | 50.61% | 0.059058
| Wood waste | 47.95% | 0.13265
| Wood waste | 47.04% | 0.064091
| Wood waste | 40.22% | 0.043247
| Wood waste | 18.26% | 0.20131

## Table 8.1
Table 8.1 Project weighted-average capacity factors of bioenergy-fired power generation projects, 2010-2020
2000-2020
|  | 5th percentile (%) | Weighted average (%) | 95th percentile (%)
| China | 39 | 64 | 82
| Europe | 48 | 82 | 92
| India | 32 | 68 | 87
| North America | 39 | 85 | 94
| Rest of the world | 34 | 67 | 92

## Figure 9.1
Figure 9.1 Total installed costs and LCOHEAT for solar thermal district heating plants in Denmark, 2010-2019
|  | 2010 | 2011 | 2012 | 2013 | 2014 | 2015 | 2016 | 2018 | 2019
Total installed cost | 2020 USD/kW | 572.5208 | 605.3809 | 603.2283 | 557.2664 | 512.0374 | 473.6813 | 476.5119 | 443.787 | 409.3812
LCOHEAT | 2020 USD/kWh | 0.066319 | 0.068773 | 0.071271 | 0.060482 | 0.056195 | 0.050926 | 0.053342 | 0.048298 | 0.044748
Note: LCOEHEAT calculated with a 5% WACC

## Figure 9.2
Figure 9.2 Total installed costs and LCOHEAT for commercial and industrial-scale solar thermal plants in Austria, Germany and Mexico, 2010-2020
Total installed cost (2020 USD/kW)
|  | 2010 | 2011 | 2012 | 2013 | 2014 | 2015 | 2016 | 2017 | 2018 | 2019 | 2020
| Austria |  |  |  | 1390.0611 | 1273.9059 | 1625.3669 | 1260.9776 | 1201.3421 | 1166.399 | 1895.4318 | 631.2147
| Germany |  |  |  |  | 1679.2356 | 1191.7332 | 960.3927 | 1178.9127 | 914.0839 | 934.3786 | 918.6024
| Mexico | 916.0114 | 964.1358 | 854.7907 | 874.3213 | 704.4846 | 732.2871 | 659.8227 | 803.2496 | 688.3457 | 809.5311 | 762.3101
LCOHEAT (2020 USD/kWh)
|  | 2010 | 2011 | 2012 | 2013 | 2014 | 2015 | 2016 | 2017 | 2018 | 2019 | 2020
| Austria |  |  |  | 0.18693 | 0.14721 | 0.21406 | 0.13403 | 0.15222 | 0.11609 | 0.16653 | 0.0776
| Germany |  |  |  |  | 0.18193 | 0.12753 | 0.099522 | 0.12307 | 0.10256 | 0.10617 | 0.14411
| Mexico | 0.063656 | 0.068014 | 0.056857 | 0.056256 | 0.035748 | 0.042219 | 0.043379 | 0.033952 | 0.039134 | 0.040354 | 0.038869
Note: LCOEHEAT calculated with a 5% WACC

## Figure 9.3
Figure 9.3 Total installed costs for district heating projects by installed capacity in Europe, 2010-2020